## Content
SP DISTRIBUTION NETWORK DEVELOPMENT PLAN (PART 2 - SCENARIO HEADROOM REPORTING)
Data workbook April 2024 v1.0 | The objective of the Network Development Plan (Part 2) is to inform stakeholders of future possible headroom (demand and generation) across our distribution network. This will enable connections to locate in the most advantageous areas, identify when and where issues might occur and develop targeted mitigations. This workbook contains detailed tabular outputs relating to our Network Development Plan (Part 2).
NDP documents | Network Development Plan | https://www.spenergynetworks.co.uk/NDP
| NDP Summary document | A summary document to introduce our NDP, summarise the contents, and set out our consultation questions.
| SP Distribution Capacity & Development report | A pdf report and supporting excel datasheet for SP Distribution, covering Parts 1 and 2. That is this document and supporting excel datasheet.
| NDP Methodology Statement | As the methodology is the same, this is a combined document for both our SP Distribution and SP Manweb licence areas.
Scenario Overview | Scenario Range | The scenarios consider the range of Net Zero compliant scenarios developed by us, the Electricity System Operator (ESO), and the Climate Change Committee (CCC). We only consider Net Zero compliant scenarios, as Net Zero is mandatory with relevant legislated targets applied across the UK. This means we discounted two DFES and FES scenarios. Falling Short (FS) scenario does not meet Net Zero and so has been excluded. System Transformation (ST) is unable to meet Scottish Government legislative targets or UK interim emission reduction targets, and so has also been excluded. The remaining two DFES scenarios, two FES scenarios, and five CCC scenarios collectively form the Net Zero compliant scenario range and so determine our low and high scenario.
| Baseline Scenario | Our baseline scenario tracks the bottom of the credible range in SP Manweb, and marginally above in SP Distribution due to Scottish Government targets. This is intentional. By basing our investment plan on the lower end of Net Zero compliant forecasts, we are confident that we are only asking for the minimum investment needed to enable Net Zero, as actual EV and heat pump uptake is unlikely to be lower than this baseline scenario. Where actual levels are higher than this baseline scenario, our plan can adapt across to address the difference providing agile uncertainty mechanisms are in place.
| Low Scenario | Minimum of Net Zero compliant scenario range.
| High Scenario | Maximum of Net Zero compliant scenario range.
| Tab | Contents
Demand | Baseline Scenario | Baseline demand headroom data by primary.
| Low Scenario | Low scenario demand headroom data by primary.
| High Scenario | High scenario demand headroom data by primary.
Generation | Baseline Scenario | Baseline generation headroom data by primary.
| Low Scenario | Low scenario generation headroom data by primary.
| High Scenario | High Scenario generation headroom data by primary.

## Baseline Scenario (Demand)
Demand Headroom (MW)
Return to Contents |  |  | Substation Location |  | Baseline Scenario
Substation Name | Voltage (kV) | Grid Supply Point | Easting | Northing | 2022/23 | 2023/24 | 2024/25 | 2025/26 | 2026/27 | 2027/28 | 2028/29 | 2029/30 | 2030/31 | 2031/32 | 2032/33 | 2035 | 2040 | 2045 | 2050
ABBEYLANDS ROAD | 11 | KILBOWIE 33 | 250627.663 | 672976.434 | 7.6898 | 7.6751 | 7.6078 | 7.4694 | 7.3436 | 7.1918 | 7.0106 | 6.7966 | 6.5356 | 6.326 | 6.0411 | 5.5199 | 4.3979 | 3.8627 | 3.9406
ABRONHILL | 11 | CUMBERNAULD | 278722.75 | 675616.923 | 21.4294 | 21.358 | 21.1737 | 20.8952 | 20.5994 | 20.2873 | 19.8991 | 19.4514 | 19.013 | 18.5808 | 18.071 | 17.0907 | 15.2761 | 14.3407 | 14.2556
ADMIRAL STREET | 6.6 | ST. ANDREWS CROSS | 257470 | 664360 | 9.0847 | 9.0584 | 8.7101 | 8.3528 | 7.9698 | 7.6493 | 7.3111 | 6.9953 | 6.5702 | 6.2316 | 5.7555 | 4.7698 | 2.1668 | 0.79638 | 0.82224
AIRDRIE | 11 | COATBRIDGE | 276005.377 | 665357.364 | 11.0456 | 10.9878 | 10.4299 | 9.7378 | 8.9804 | 8.1361 | 7.1744 | 6.1531 | 5.1261 | 4.2715 | 3.2179 | 1.2255 | -3.0542 | -5.1349 | -5.6667
ALLANBANK | 11 | NEWARTHILL | 284841.084 | 657420.185 | 17.4218 | 17.4069 | 17.1431 | 16.7811 | 16.4136 | 16.0042 | 15.5357 | 15.0107 | 14.4251 | 13.9667 | 13.4249 | 12.3586 | 10.129 | 8.8365 | 8.818
ALMONDVALE | 11 | LIVINGSTON EAST | 305553.961 | 666564.265 | 12.2445 | 12.235 | 11.8297 | 11.2573 | 10.7993 | 10.348 | 9.6848 | 9.0625 | 8.2945 | 7.6064 | 6.7514 | 5.0193 | 1.382 | -0.63537 | -0.92545
ANNAN | 11 | CHAPELCROSS | 319945.563 | 567343.91 | 12.9467 | 12.9244 | 12.523 | 12.0416 | 11.5015 | 10.9132 | 10.2864 | 9.6372 | 8.7794 | 8.1193 | 7.1673 | 5.4389 | 1.2026 | -0.98473 | -1.1435
ANSTRUTHER | 11 | LEVEN | 356383.016 | 703675.175 | 3.3534 | 3.183 | 2.5122 | 1.7822 | 1.0685 | 0.046644 | -0.91383 | -2.0753 | -3.1596 | -3.9993 | -4.9341 | -6.5803 | -9.2404 | -10.5166 | -10.5773
ARCHERHILL ROAD | 11 | DRUMCHAPEL | 253543.8942 | 669266.5706 | 8.0449 | 8.0991 | 7.6815 | 7.109 | 6.6649 | 6.1849 | 5.6695 | 5.1504 | 4.2278 | 3.6111 | 2.8417 | 1.1596 | -3.9667 | -7.2676 | -8.7924
ARDGOUR DRIVE | 11 | JOHNSTONE | 243193.272 | 664147.552 | 7.7942 | 7.6941 | 7.1026 | 6.5327 | 5.8767 | 5.1759 | 4.4698 | 3.751 | 2.9343 | 2.2834 | 1.4405 | -0.20887 | -3.9996 | -5.9006 | -6.0383
ARMADALE | 11 | BATHGATE | 294104.186 | 668090.535 | 10.9568 | 10.9975 | 10.4954 | 9.9191 | 9.2658 | 8.4989 | 7.6774 | 6.8211 | 5.7672 | 4.9507 | 3.9355 | 1.8632 | -3.3488 | -6.5996 | -7.2682
ASHGROVE STREET | 11 | DALMARNOCK | 261474.041 | 662867.449 | 6.8268 | 6.9196 | 6.6359 | 6.4034 | 6.1377 | 5.8931 | 5.7019 | 5.5504 | 5.305 | 5.1071 | 4.7255 | 3.9308 | 1.5903 | 0.49729 | 0.47086
AUCHNEEL | 11 | GLENLUCE | 203380.733 | 561634.223 | 3.8801 | 3.8803 | 3.7401 | 3.5607 | 3.3887 | 3.1926 | 2.9928 | 2.7867 | 2.5283 | 2.334 | 2.0912 | 1.5871 | 0.20929 | -0.68011 | -0.8628
AUCHTERMUCHTY | 11 | CUPAR | 323151.984 | 711519.316 | 6.1372 | 6.0854 | 5.8198 | 5.5199 | 5.2075 | 4.8976 | 4.5621 | 4.1898 | 3.7946 | 3.5125 | 3.1978 | 2.592 | 1.1048 | 0.10052 | -0.18098
AURS ROAD | 11 | CROOKSTON B | 250690 | 659100 | 15.1769 | 15.1076 | 14.5663 | 13.9038 | 13.1609 | 12.363 | 11.4541 | 10.4399 | 9.3907 | 8.5323 | 7.5277 | 5.6563 | 2.1702 | 0.26973 | -0.12171
AVENUE END ROAD | 11 | EASTERHOUSE | 264815.531 | 667555.951 | 18.0551 | 17.8839 | 17.2067 | 16.4294 | 15.5618 | 14.5845 | 13.4881 | 12.3175 | 11.1022 | 10.0514 | 8.8243 | 6.4151 | 1.0803 | -2.2238 | -3.3491
AYTON | 11 | BERWICK | 392062.407 | 660576.39 | 1.4402 | 2.3089 | 5.9022 | 5.008 | 4.7387 | 4.4773 | 4.1782 | 3.8618 | 3.5263 | 3.2486 | 2.9771 | 2.4192 | 1.1645 | 0.43115 | 0.4467
BAILLIESTON | 11 | WESTBURN ROAD (CLYDE'S MILL) | 267910 | 663290 | 6.8684 | 6.8055 | 6.167 | 5.3854 | 4.6132 | 3.7595 | 2.8311 | 1.8835 | 0.62455 | -0.31558 | -1.514 | -3.94 | -10.236 | -14.1357 | -15.2946
BAKER STREET | 11 | DEVOL MOOR | 228325.823 | 675631.277 | 13.4109 | 13.375 | 13.0288 | 12.6792 | 12.2161 | 11.7256 | 11.2156 | 10.6855 | 10.0357 | 9.5648 | 8.8064 | 7.3853 | 3.9886 | 2.171 | 2.6303
BALGREEN | 11 | SIGHTHILL | 321867.631 | 672625.378 | 16.3 | 16.2701 | 15.9598 | 15.597 | 35.2313 | 34.8452 | 34.4207 | 33.967 | 33.3782 | 32.9168 | 32.3832 | 31.2683 | 28.3391 | 26.358 | 25.1753
BALLOCH | 11 | STRATHLEVEN | 239188.9912 | 681197.131 | 10.6475 | 10.5487 | 9.8829 | 9.1955 | 8.3214 | 7.4075 | 6.4579 | 5.3707 | 4.243 | 3.4361 | 2.3432 | 0.31029 | -4.1203 | -6.8367 | -6.5759
BALMORE | 11 | KILLERMONT | 259907.163 | 673535.919 | 13.5824 | 13.5809 | 13.1546 | 12.7034 | 12.1903 | 11.662 | 11.083 | 10.4656 | 9.8656 | 9.3677 | 8.6961 | 7.4293 | 4.6265 | 3.3357 | 3.2275
BARNTON GROVE | 11 | SIGHTHILL | 318715.464 | 675054.687 | 16.648 | 16.6144 | 16.3755 | 16.1076 | 15.7943 | 15.4484 | 15.0766 | 14.6696 | 14.2069 | 13.8352 | 13.3571 | 12.4001 | 10.0959 | 8.5489 | 8.3395
BARNTON QUARRY | 6.6 | SIGHTHILL | 320097.075 | 674956.678 | 17.7003 | 17.7258 | 17.5159 | 17.2852 | 17.0436 | 16.7782 | 16.4979 | 16.2078 | 15.8129 | 15.5209 | 15.1615 | 14.421 | 12.3987 | 11.0692 | 10.4857
BARRHEAD | 11 | CROOKSTON B | 250406.666 | 659822.989 | 14.4458 | 14.2928 | 13.8587 | 13.3185 | 12.7468 | 12.1349 | 11.44 | 10.6658 | 9.8355 | 9.1322 | 8.26 | 6.6096 | 3.239 | 1.7257 | 1.6325
BARRHILL | 11 | GLENLUCE | 210706.948 | 544373.807 | 8.582 | 8.5494 | 8.4388 | 8.2854 | 8.1368 | 8.0089 | 7.8557 | 7.6718 | 7.5007 | 7.3542 | 7.2084 | 6.9334 | 6.3297 | 5.9112 | 5.896
BARTERHOLM | 11 | PAISLEY | 248648.016 | 662757.152 | 11.4865 | 11.3855 | 10.9113 | 10.328 | 9.656 | 8.9094 | 8.0822 | 7.1816 | 6.1943 | 5.3904 | 4.3533 | 2.4437 | -1.557 | -3.1694 | -3.0534
BELHAVEN FORTH | 11 | DUNBAR A | 366657.81 | 678127.272 | 5.9095 | 5.8267 | 5.5261 | 5.2296 | 4.8719 | 4.5159 | 4.1486 | 3.7188 | 3.3099 | 3.0211 | 2.6757 | 2.0956 | 1.0843 | 0.77338 | 0.92412
BELHAVEN WEST | 11 | WISHAW | 279137.466 | 655246.218 | 10.9914 | 10.9439 | 10.4944 | 9.9228 | 9.3302 | 8.641 | 7.8936 | 7.1031 | 6.1625 | 5.4499 | 4.5023 | 2.5894 | -2.6028 | -5.373 | -5.8749
BELLSHILL (PRIMARY) | 11 | NEWARTHILL | 273441.482 | 660541.095 | 11.7391 | 11.6439 | 10.9902 | 10.2139 | 9.4689 | 8.7191 | 7.9421 | 6.9816 | 5.766 | 5.2041 | 4.5249 | 3.3327 | 0.075863 | -2.4694 | -3.2681
BERRYHILL ROAD | 11 | GIFFNOCK | 255905.112 | 658491.185 | 10.9656 | 10.6929 | 10.4058 | 10.0407 | 9.5014 | 8.8281 | 8.0842 | 7.3021 | 6.247 | 5.3143 | 4.2954 | 2.3485 | -1.2694 | -2.6581 | -3.5725
BIGGAR | 11 | LINNMILL | 304111.234 | 637546.286 | 4.3283 | 4.2487 | 3.9507 | 3.5333 | 3.0421 | 2.5515 | 2.0428 | 1.4341 | 0.94734 | 0.47243 | -0.11086 | -1.5853 | -4.417 | -5.3659 | -5.7376
BIRRELL STREET WYND | 11 | REDHOUSE | 328814.184 | 692685.812 | 8.8858 | 8.9474 | 8.5992 | 8.2451 | 7.8922 | 7.551 | 7.2235 | 6.8834 | 6.3223 | 6.0425 | 5.626 | 4.8067 | 2.3089 | 0.77076 | 0.26075
BISHOP | 11 | EASTERHOUSE | 268704.235 | 665634.841 | 11.9667 | 12.0024 | 11.7449 | 11.4222 | 11.0633 | 10.6281 | 10.1632 | 9.6796 | 9.0576 | 8.5861 | 7.9655 | 6.7248 | 3.46 | 1.3622 | 1.1457
BISHOPBRIGGS | 11 | KILLERMONT | 260978.59 | 670303.459 | 7.5003 | 7.4273 | 6.7823 | 6.0198 | 5.2208 | 4.3416 | 3.4166 | 2.4414 | 1.2138 | 0.25816 | -0.94991 | -3.3891 | -9.504 | -13.3464 | -14.2692
BLACKBURN | 11 | BATHGATE | 297905.928 | 665946.711 | 3.9345 | 3.8988 | 3.6765 | 3.4079 | 3.1402 | 2.8528 | 2.5723 | 2.2962 | 1.9088 | 1.6242 | 1.2228 | -0.065761 | -3.0794 | -3.95 | -3.9842
BLACKHALL PACKAGE | 11 | PAISLEY | 248944.968 | 663424.425 | 18.1122 | 18.0446 | 17.6967 | 17.2842 | 16.8065 | 16.2964 | 15.7216 | 15.0971 | 14.4829 | 13.941 | 13.2346 | 11.8883 | 9.2446 | 8.2287 | 8.1442
BONESS KINNEIL | 11 | GRANGEMOUTH | 298959.649 | 681278.93 | 5.7103 | 5.625 | 5.2588 | 4.8098 | 4.365 | 3.9094 | 3.4156 | 2.8476 | 2.308 | 1.9195 | 1.5902 | 0.95294 | -0.17332 | -1.0991 | -1.3377
BONNINGTON ROAD | 11 | SHRUBHILL | 326270.4329 | 675799.0006 | 10.2798 | 10.3918 | 10.151 | 9.9397 | 9.7097 | 9.4722 | 9.2724 | 9.1474 | 8.8422 | 8.617 | 8.1988 | 7.2899 | 4.6128 | 3.2404 | 3.0303
BOUNDARY STREET | 11 | DEVOL MOOR | 230980.355 | 674918.43 | 16.5263 | 16.4934 | 16.2159 | 15.8854 | 15.4615 | 15.0118 | 14.5168 | 14.0097 | 13.4881 | 13.0491 | 12.3855 | 11.0797 | 8.1482 | 6.4858 | 6.7719
BOWHILL | 11 | WESTFIELD | 321324.335 | 695797.18 | 2.6784 | 2.7225 | 2.4668 | 1.8484 | 1.5569 | 0.9209 | 0.39537 | -0.18847 | -0.8504 | -1.2934 | -1.758 | -2.6703 | -4.7539 | -6.3456 | -6.8185
BRAIDWOOD | 11 | LINNMILL | 284728.213 | 648027.159 | 12.102 | 11.99 | 11.0481 | 10.1606 | 9.0694 | 7.965 | 6.7954 | 5.3699 | 4.1616 | 3.338 | 2.3935 | 0.88562 | -1.9406 | -3.669 | -4.4083
BROXBURN | 11 | BROXBURN | 307400.017 | 672045.726 | 16.1573 | 16.1077 | 15.718 | 15.2461 | 14.7644 | 14.1987 | 13.5728 | 12.9134 | 12.1237 | 11.5097 | 10.7467 | 9.208 | 5.3568 | 2.9534 | 2.3225
BURGHLEE | 11 | KAIMES | 326860.596 | 665214.725 | 6.864 | 6.8009 | 6.2499 | 5.6907 | 5.077 | 4.4498 | 3.8153 | 3.1985 | 2.4764 | 1.9063 | 1.137 | -0.38479 | -4.0171 | -5.8927 | -6.0277
BURNBANK | 11 | STRATHAVEN | 270167.2311 | 656095.4499 | 9.3674 | 9.3069 | 8.77 | 8.089 | 7.3467 | 6.5331 | 5.6385 | 4.6702 | 3.608 | 2.7065 | 1.5767 | -0.55822 | -4.7405 | -6.9009 | -7.0972
BURNFIELD | 11 | GIFFNOCK | 255283.085 | 659966.077 | 13.6166 | 13.5285 | 13.0595 | 12.5123 | 11.904 | 11.2517 | 10.5308 | 9.76 | 8.9348 | 8.2657 | 7.403 | 5.7392 | 1.997 | -0.099265 | -0.46757
BURNSIDE | 11 | INVERKEITHING | 313183.304 | 683732.576 | 19.3528 | 19.2659 | 18.9434 | 18.4698 | 18.0468 | 17.5706 | 17.042 | 16.4328 | 15.6987 | 15.1969 | 14.6571 | 13.616 | 11.4063 | 9.7443 | 9.1674
BURNTISLAND | 11 | GLENNISTON | 322384.921 | 686636.261 | 17.9455 | 17.816 | 17.3459 | 16.7648 | 16.1375 | 15.4826 | 14.7384 | 13.8926 | 13.0102 | 12.3096 | 11.5252 | 10.0711 | 7.4312 | 5.9849 | 5.8666
BUSH ESTATE | 11 | KAIMES | 325343.5251 | 663499.2663 | 15.2286 | 15.3205 | 15.2358 | 15.1826 | 15.1056 | 15.0267 | 14.9899 | 15.0015 | 14.919 | 14.8635 | 14.6922 | 14.3323 | 13.1487 | 12.621 | 12.7975
BYREHILL | 11 | SALTCOATS A | 229161.486 | 642567.766 | 16.5741 | 16.4963 | 16.1124 | 15.6356 | 15.107 | 14.5377 | 13.8965 | 13.1989 | 12.3924 | 11.7787 | 11.0112 | 9.5969 | 6.433 | 4.8185 | 4.5789
BYRES ROAD | 11 | FINNIESTON | 256770.319 | 667245.678 | 8.5831 | 8.6506 | 8.3708 | 8.0987 | 7.7747 | 7.4736 | 7.1686 | 6.8807 | 6.4558 | 6.1424 | 5.6731 | 4.717 | 2.0131 | 0.63049 | 0.71127
CADDLEHILL | 11 | SPANGO VALLEY | 227006.0708 | 676188.2622 | 13.2334 | 13.0267 | 12.4025 | 11.5853 | 10.6514 | 9.6524 | 8.5188 | 7.2546 | 5.8125 | 4.5511 | 2.925 | -0.18034 | -6.9431 | -9.5709 | -9.6596
CALAIS | 11 | DUNFERMLINE | 311912.639 | 687087.42 | 5.8661 | 6.131 | 5.7804 | 7.1703 | 6.5077 | 1.6258 | 0.35814 | -1.061 | -2.7589 | -3.9303 | -5.3203 | -7.9921 | -14.7678 | -19.2614 | -20.8284
CALLENDAR | 11 | BAINSFORD | 289056.086 | 680237.144 | 9.3987 | 9.3554 | 8.9342 | 8.3776 | 7.8655 | 7.3763 | 6.8256 | 6.2647 | 5.5271 | 4.9215 | 4.188 | 2.6035 | -1.7241 | -4.1491 | -4.8424
CALTON ROAD | 11 | SHRUBHILL | 326128.1236 | 673955.8775 | 15.7463 | 15.7903 | 15.6401 | 15.5265 | 15.382 | 15.2603 | 15.1532 | 15.0999 | 14.9386 | 14.8168 | 14.5946 | 14.1127 | 12.6803 | 11.9877 | 12.0475
CAMBUSLANG | 11 | DALMARNOCK | 263514.331 | 661339.515 | 17.8979 | 17.8421 | 17.2609 | 16.8221 | 16.277 | 15.7777 | 15.283 | 14.6224 | 14.177 | 13.8932 | 13.5575 | 13.0666 | 12.1923 | 11.6908 | 11.2865
CAMELON | 11 | BONNYBRIDGE | 286535.498 | 680078.219 | 11.9928 | 11.9469 | 11.5814 | 11.1415 | 10.7339 | 10.3172 | 9.8761 | 9.4207 | 8.8778 | 8.5055 | 8.0472 | 7.1204 | 4.6226 | 3.0763 | 2.322
CAMERON | 11 | BROXBURN | 305932.878 | 669609.961 | 8.0395 | 8.0375 | 7.6023 | 7.0771 | 6.5828 | 6.0707 | 5.5527 | 5.0704 | 4.2429 | 3.6778 | 2.8837 | 1.2714 | -3.0457 | -5.3504 | -5.7779
CARDONALD | 11 | GOVAN | 254235.167 | 664373.735 | 12.8242 | 12.8375 | 12.5862 | 12.3037 | 12.0355 | 11.7633 | 11.4866 | 11.228 | 10.8047 | 10.4923 | 10.032 | 9.0702 | 6.2662 | 4.7775 | 4.5467
CARFIN | 11 | NEWARTHILL | 277274.491 | 658447.367 | 11.1602 | 11.1434 | 10.7229 | 10.1135 | 9.5667 | 8.922 | 8.2022 | 7.4478 | 6.3801 | 5.6485 | 4.7311 | 2.8663 | -2.3027 | -5.7414 | -6.7947
CARGENBRIDGE | 11 | DUMFRIES | 294510.922 | 574363.571 | 13.3755 | 13.3501 | 13.0837 | 12.7785 | 12.4651 | 12.1571 | 11.8336 | 11.5152 | 11.1619 | 10.8475 | 10.4764 | 9.6872 | 7.7293 | 6.568 | 6.5594
CARMUNNOCK ROAD | 11 | CHARLOTTE STREET | 259033.165 | 660559.633 | 15.6377 | 15.552 | 15.1129 | 14.6051 | 13.9599 | 13.2197 | 12.3996 | 11.4809 | 10.4924 | 9.6479 | 8.5581 | 6.6438 | 2.5237 | 0.6641 | 0.64456
CARRON | 11 | BAINSFORD | 288060.047 | 682398.499 | 15.3797 | 15.4002 | 15.0461 | 14.686 | 14.2805 | 13.8479 | 13.3968 | 12.9236 | 12.3785 | 11.9596 | 11.4494 | 10.4393 | 7.8204 | 6.2327 | 5.5765
CARRUTHERSTOWN | 11 | DUMFRIES | 309625.3147 | 570239.5477 | 7.6217 | 7.6133 | 7.5351 | 7.4293 | 7.3305 | 7.2282 | 7.1136 | 6.9978 | 6.8792 | 6.7721 | 6.6398 | 6.3724 | 5.6868 | 5.248 | 5.2219
CARSFAD HYDRO | 11 | CARSFAD HYDRO | 260542 | 585408 | 29.0237 | 28.9761 | 28.9269 | 28.8245 | 28.7666 | 28.7038 | 28.6278 | 28.7278 | 28.6735 | 28.6402 | 28.5857 | 28.5188 | 28.3246 | 28.0219 | 27.9613
CASTLANDHILL | 11 | INVERKEITHING | 312475.541 | 682770.263 | 0.94474 | 0.90676 | 0.89553 | -0.11529 | -0.67351 | -1.2389 | -1.8455 | -2.525 | -3.286 | -3.7832 | -4.3494 | -5.4502 | -8.1401 | -10.1104 | -10.5824
CASTLE | 11 | GIFFNOCK | 255438.51 | 656118.256 | 2.0949 | 3.8462 | 2.4385 | 2.8255 | 4.7496 | 0.42133 | -0.096473 | -0.58153 | -1.1455 | -1.5786 | -2.2729 | -3.6319 | -7.1636 | -8.9303 | -8.4532
CASTLE DOUGLAS | 11 | TONGLAND | 277628.459 | 561979.07 | 3.2714 | 3.1658 | 2.8476 | 2.4163 | 1.989 | 1.5514 | 1.0648 | 0.55312 | -0.053189 | -0.55542 | -1.1341 | -2.1623 | -4.6798 | -6.257 | -6.436
CASTLEMILK | 11 | GIFFNOCK | 259917.552 | 659270.554 | 15.2447 | 15.1467 | 14.8226 | 14.3148 | 13.8222 | 13.2886 | 12.6914 | 11.9984 | 11.0643 | 10.4702 | 9.6427 | 8.1139 | 4.0841 | 1.4472 | 1.2695
CHAPEL | 11 | REDHOUSE | 326403.362 | 694247.059 | 3.7627 | 3.7684 | 3.5057 | 3.1898 | 2.9019 | 2.5668 | 2.2096 | 1.8188 | 1.2292 | 0.84024 | 0.40199 | -0.50289 | -3.5568 | -5.4027 | -6.2235
CHAPELHALL | 11 | NEWARTHILL | 277733.7815 | 661740.4651 | 20.482 | 20.4875 | 20.4073 | 20.352 | 20.2799 | 20.2221 | 20.1848 | 20.1684 | 20.1436 | 20.1089 | 20.0179 | 19.834 | 19.3651 | 19.2252 | 19.3305
CHARLES STREET | 11 | PORT DUNDAS | 260654.181 | 666548.948 | 18.0667 | 18.0492 | 17.9011 | 17.7127 | 17.5376 | 17.3908 | 17.2168 | 17.0427 | 16.7895 | 16.5703 | 16.3106 | 15.738 | 14.1591 | 13.2487 | 13.1753
CHIRNSIDE | 11 | ECCLES | 386977.1746 | 656676.2966 | 7.2345 | 7.362 | 7.2181 | 7.0755 | 6.9293 | 6.7632 | 6.6119 | 6.4936 | 6.2216 | 6.055 | 5.7456 | 5.0886 | 2.9625 | 1.8273 | 1.8825
CLARK WAY | 11 | COATBRIDGE | 272593.688 | 661196.861 | 18.0341 | 18.024 | 17.8644 | 17.6934 | 17.5337 | 17.3847 | 17.2413 | 17.1178 | 16.9058 | 16.7253 | 16.4697 | 15.9272 | 14.3882 | 13.504 | 13.3548
CLARKSTON | 11 | GIFFNOCK | 257299.813 | 657407.196 | 11.294 | 11.2108 | 10.6077 | 9.8994 | 9.1448 | 8.2902 | 7.3609 | 6.361 | 5.2036 | 4.2664 | 3.1235 | 0.83492 | -4.7124 | -8.253 | -9.2819
CLUNY ROAD | 11 | GLENNISTON | 325194.767 | 694002.272 | 6.7015 | 6.6536 | 6.4721 | 6.2215 | 5.9986 | 5.7883 | 5.5467 | 5.294 | 4.9657 | 4.6853 | 4.3695 | 3.6921 | 1.9067 | 0.84184 | 0.41239
CLYDEBANK BUSINESS PARK | 11 | KILBOWIE 33 | 249301.767 | 670590.447 | 11.0884 | 11.0709 | 10.7211 | 10.3648 | 10.0255 | 9.7382 | 9.4767 | 9.2439 | 8.9022 | 8.5998 | 8.1475 | 7.1914 | 4.5416 | 3.2823 | 3.4242
COATS STREET | 11 | COATBRIDGE | 273717.4208 | 665030.5976 | 7.1071 | 7.1169 | 6.5916 | 6.0605 | 5.4405 | 4.765 | 4.0333 | 3.3393 | 2.5786 | 1.9008 | 0.95669 | -0.9529 | -5.472 | -7.8524 | -8.1563
CODDINGTON CRES | 11 | NEWARTHILL | 276423.804 | 661399.069 | 14.5844 | 14.5473 | 14.2674 | 13.9672 | 13.6769 | 13.4326 | 13.1848 | 12.9948 | 12.6816 | 12.4048 | 11.9974 | 11.1726 | 8.9652 | 7.9057 | 7.9192
COLDSTREAM | 11 | ECCLES | 384927.129 | 640012.652 | 1.616 | 1.4886 | 1.2722 | 1.1655 | 1.1942 | -0.176 | -0.67655 | -1.2635 | -1.8118 | -2.3081 | -2.7184 | -3.5897 | -5.3901 | -6.4713 | -6.6427
COLINSBURGH | 11 | LEVEN | 346352.442 | 702659.256 | 2.225 | 2.1244 | 1.8395 | 1.4838 | 1.0977 | 0.73475 | 0.30244 | -0.2062 | -0.70226 | -1.0673 | -1.3777 | -2.0179 | -3.2359 | -4.0152 | -4.0274
COLINTON NORTH | 11 | SIGHTHILL | 320566.631 | 669129.286 | 14.3117 | 14.0762 | 13.3138 | 12.3546 | 11.2277 | 10.0276 | 8.6559 | 7.0875 | 5.3577 | 3.8652 | 2.0375 | -1.4141 | -9.3541 | -12.6359 | -13.209
COLLEGE MILTON | 11 | EAST KILBRIDE | 261565.076 | 654641.305 | 9.4082 | 9.3391 | 8.8064 | 8.2269 | 7.609 | 6.9811 | 6.3214 | 5.649 | 4.8901 | 4.2049 | 3.5129 | 2.0385 | -1.2604 | -3.1969 | -3.5335
COLLYDENE | 11 | GLENROTHES | 326502.354 | 702983.446 | 18.552 | 18.6137 | 18.3792 | 18.1022 | 17.7876 | 17.4264 | 17.0253 | 16.6037 | 16.1914 | 15.8556 | 15.4795 | 14.6971 | 12.9394 | 11.8128 | 11.2581
COLQUHOUN STREET | 11 | STIRLING | 280094.605 | 692811.604 | 6.008 | 5.8968 | 5.2782 | 4.6125 | 3.8491 | 3.0768 | 2.2453 | 1.3976 | 0.45122 | -0.43623 | -1.6371 | -3.9827 | -8.781 | -10.9295 | -10.8665
COMMERCIAL ROAD | 11 | HAWICK | 350141.183 | 614818.922 | 2.5768 | 3.2232 | 2.9793 | 1.3908 | 8.9266 | 8.2765 | 7.5966 | 6.8448 | 5.974 | 5.3832 | 4.5411 | 2.9252 | -1.0135 | -3.4937 | -3.5317
COMMON FARM | 11 | EAST KILBRIDE SOUTH | 264059.0378 | 653911.8936 | 14.4416 | 14.4581 | 14.1592 | 13.6941 | 13.3865 | 13.0619 | 12.4618 | 11.8982 | 10.9738 | 10.3845 | 9.7158 | 8.2859 | 3.8129 | 0.5195 | -0.84126
CONDORRAT | 11 | CUMBERNAULD | 274173.974 | 673522.551 | 10.2747 | 9.9718 | 8.2469 | 6.6641 | 4.654 | 2.6788 | 0.59132 | -2.0503 | -4.2822 | -5.6545 | -7.0563 | -9.03 | -11.0954 | -12.5304 | -13.3243
CONSETT STREET | 11 | EASTERHOUSE | 265320.697 | 665698.436 | 7.4209 | 7.3881 | 6.8619 | 6.2365 | 5.6546 | 5.087 | 4.4677 | 3.8658 | 3.0146 | 2.3252 | 1.4592 | -0.40265 | -5.3001 | -8.0743 | -8.9186
CORRA LINN | 11 | LINNMILL | 288430.395 | 641727.63 | 11.9363 | 11.83 | 11.5166 | 10.973 | 10.2863 | 9.6568 | 9.0055 | 8.1776 | 7.5452 | 7.1485 | 6.5839 | 5.9766 | 5.2057 | 4.9349 | 4.985
COUSLAND | 11 | LIVINGSTON EAST | 305687.912 | 668277.457 | 11.9155 | 11.8643 | 11.3659 | 10.7218 | 10.0545 | 9.2981 | 8.4827 | 7.642 | 6.6387 | 5.8681 | 4.8285 | 2.7057 | -2.5934 | -5.8186 | -6.1995
COWDENBEATH | 11 | WESTFIELD | 315267.288 | 691536.394 | 15.6699 | 15.6059 | 15.1588 | 14.5475 | 13.9957 | 13.3798 | 12.7129 | 11.9854 | 11.1282 | 10.5241 | 9.8696 | 8.5993 | 5.6128 | 3.4195 | 2.6387
COWGATE | 11 | DEWAR PLACE | 326020.5112 | 673470.1263 | 8.7058 | 8.7194 | 8.3612 | 8.0413 | 7.6692 | 7.3107 | 6.9561 | 6.6225 | 6.2445 | 5.8636 | 5.3459 | 4.2563 | 1.4483 | 0.10963 | 0.12028
CRAIGDHU ROAD | 11 | DRUMCHAPEL | 254153.084 | 674203.112 | 15.3805 | 15.2928 | 14.759 | 14.12 | 13.3918 | 12.6181 | 11.7472 | 10.7622 | 9.7285 | 8.891 | 7.9422 | 6.1544 | 2.6707 | 0.56398 | 0.028023
CRAIGENDORAN | 11 | HELENSBURGH | 231066.769 | 682015.943 | 14.1961 | 14.1347 | 13.5822 | 12.9392 | 12.292 | 11.5873 | 10.8305 | 10.0095 | 9.0566 | 8.3735 | 7.5049 | 5.7917 | 1.4898 | -1.1341 | -1.9734
CRAIGNEUK | 11 | WISHAW | 277686.77 | 655490.502 | 14.558 | 14.5349 | 14.2862 | 13.9627 | 13.7009 | 13.4514 | 13.1882 | 12.9253 | 12.5223 | 12.2099 | 11.8143 | 10.9368 | 8.4511 | 6.9363 | 6.442
CREETOWN | 11 | NEWTON STEWART | 248081.9917 | 559479.8713 | 8.7235 | 8.6921 | 8.6192 | 8.5133 | 8.4219 | 8.3284 | 8.2212 | 8.1217 | 8.0326 | 7.9403 | 7.8235 | 7.5797 | 6.9722 | 6.6512 | 6.5027
CRONBERRY | 11 | COYLTON | 265534.663 | 626062.689 | 8.1124 | 8.0929 | 7.9879 | 7.8778 | 7.7471 | 7.6088 | 7.4741 | 7.3323 | 7.202 | 7.0782 | 6.9326 | 6.6216 | 5.9098 | 5.5562 | 5.4897
CROOKSTON | 11 | CROOKSTON A | 251943.526 | 661211.103 | 10.8466 | 10.5945 | 10.0409 | 9.2984 | 8.5755 | 7.7805 | 6.8425 | 5.7665 | 4.5107 | 3.4512 | 2.1538 | -0.31821 | -5.9372 | -8.7707 | -8.6331
CUMNOCK | 11 | COYLTON | 256307.448 | 619815.904 | 13.3443 | 13.2628 | 12.7348 | 12.1139 | 11.4633 | 10.7802 | 10.0422 | 9.2728 | 8.4289 | 7.7566 | 6.9364 | 5.3718 | 2.2845 | 0.36214 | -0.08106
CUPAR | 11 | CUPAR | 336077.8335 | 713987.1492 | 5.367 | 5.215 | 4.2696 | 3.281 | 2.1521 | 0.98126 | -0.24984 | -1.5934 | -3.0223 | -4.0715 | -5.3445 | -7.7191 | -13.1559 | -16.3837 | -17.0378
CURRIE | 11 | CURRIE | 318283.2533 | 668372.4913 | 18.9544 | 18.7194 | 18.4085 | 17.9707 | 17.4448 | 16.8676 | 16.2852 | 15.5742 | 14.8435 | 14.1058 | 14.0088 | 13.6839 | 12.6421 | 11.455 | 11.1271
DALBEATTIE | 11 | TONGLAND | 283323.5209 | 561124.9475 | 11.4464 | 11.3501 | 10.8603 | 10.2671 | 9.6505 | 9.0079 | 8.3162 | 7.5805 | 6.7922 | 6.1361 | 5.3786 | 3.8453 | 0.63475 | -1.3594 | -1.6345
DALGETY | 11 | INVERKEITHING | 315207.7007 | 683527.3367 | 16.2548 | 16.2355 | 15.8167 | 15.36 | 14.8737 | 14.3702 | 13.8326 | 13.2502 | 12.566 | 12.0639 | 11.4773 | 10.3322 | 7.3974 | 5.508 | 4.5702
DALRYMPLE DRIVE | 11 | KILWINNING | 233006.419 | 639150.79 | 9.2089 | 9.208 | 8.7026 | 7.8516 | 7.1849 | 6.3876 | 5.5199 | 4.567 | 3.029 | 2.1488 | 0.97744 | -1.3982 | -8.598 | -13.6625 | -15.2267
DARVEL | 11 | COYLTON | 257098.143 | 637625.186 | 8.6667 | 8.6231 | 8.4734 | 8.2621 | 8.073 | 7.8636 | 7.6345 | 7.3733 | 7.0774 | 6.8674 | 6.6448 | 6.2234 | 5.4325 | 4.8838 | 4.6889
DAVID STREET | 11 | CHARLOTTE STREET | 261301.937 | 664478.457 | 10.4254 | 10.4072 | 10.0595 | 9.6519 | 9.2337 | 8.8681 | 8.4542 | 8.0284 | 7.6419 | 7.2239 | 6.6886 | 5.5753 | 2.6708 | 1.1671 | 1.0612
DEANS | 11 | DRUMCROSS | 301815.865 | 668924.207 | 10.0382 | 9.9513 | 9.3623 | 8.5604 | 7.7706 | 6.9331 | 5.9859 | 4.9991 | 3.8146 | 2.8331 | 1.5585 | -0.94717 | -6.2941 | -8.9612 | -9.4881
DEANS CLOSE | 11 | HAWICK | 365117.11 | 620533.888 | 3.8055 | 3.7249 | 3.3557 | 2.9045 | 2.4572 | 2.0174 | 1.5279 | 0.97574 | 0.40722 | -0.008831 | -0.43211 | -1.2959 | -3.3492 | -4.8153 | -5.0572
DEDRIDGE | 11 | LIVINGSTON EAST | 306010.0296 | 666459.7791 | 16.1712 | 16.1966 | 15.9211 | 15.6135 | 15.3218 | 14.9926 | 14.6525 | 14.319 | 13.8237 | 13.4525 | 12.9691 | 11.9606 | 9.1451 | 7.4379 | 6.7027
DENHOLM | 11 | HAWICK | 356763.7612 | 617774.969 | 6.131 | 6.1202 | 6.0315 | 5.9092 | 5.8063 | 5.686 | 5.5521 | 5.4127 | 5.2388 | 5.1011 | 4.9274 | 4.5948 | 3.7337 | 3.2262 | 3.102
DENMARK STREET | 11 | PORT DUNDAS | 259224.027 | 667945.486 | 12.8993 | 12.923 | 12.6468 | 12.3591 | 12.0397 | 11.7434 | 11.4358 | 11.1179 | 10.7513 | 10.4336 | 10.0065 | 9.1163 | 6.7816 | 5.5855 | 5.5019
DEWAR PLACE | 11 | DEWAR PLACE | 324478.4386 | 673284.6939 | 9.1136 | 9.2047 | 8.9466 | 8.7638 | 8.5146 | 8.2893 | 8.1178 | 8.0088 | 7.7781 | 7.5826 | 7.1744 | 6.3756 | 3.963 | 2.856 | 2.9126
DOLLAR | 11 | DEVONSIDE | 296004.979 | 696976.894 | 4.7285 | 4.6425 | 4.4016 | 4.1026 | 3.796 | 3.4881 | 3.1361 | 2.7414 | 2.36 | 2.0355 | 1.7391 | 1.108 | -0.28607 | -1.2575 | -1.4549
DOUGLAS WEST | 11 | LINNMILL | 282028.1435 | 630963.276 | 16.5989 | 16.5507 | 16.6529 | 16.2299 | 15.7058 | 15.1812 | 14.6253 | 14.0203 | 13.6678 | 13.2429 | 12.3379 | 11.3404 | 9.6196 | 8.9962 | 8.9186
DRUMCHAPEL ROAD | 11 | DRUMCHAPEL | 252929.2952 | 670645.141 | 12.9824 | 12.9917 | 12.7193 | 12.2899 | 11.9689 | 11.6012 | 11.1917 | 10.7407 | 10.0337 | 9.5647 | 9.0071 | 7.8308 | 4.2765 | 1.9084 | 0.88805
DRUMLEY | 11 | COYLTON | 241255.701 | 625064.261 | 4.927 | 4.8713 | 4.5882 | 4.2334 | 3.8769 | 3.4956 | 3.0562 | 2.5845 | 2.1051 | 1.6951 | 1.2123 | 0.26141 | -1.7779 | -2.9092 | -3.1607
DUMBARTON | 11 | STRATHLEVEN | 240227.055 | 675563.438 | 15.6512 | 15.5748 | 15.0357 | 14.4478 | 13.7612 | 13.034 | 12.2424 | 11.3345 | 10.4294 | 9.775 | 8.9393 | 7.4604 | 4.3386 | 2.6148 | 2.4947
DUMFRIES 11kV | 11 | DUMFRIES | 298478.753 | 575953.462 | 6.9224 | 6.9829 | 6.594 | 6.2001 | 5.7596 | 5.2454 | 4.7252 | 4.2061 | 3.5437 | 3.0058 | 2.3266 | 0.95058 | -2.6894 | -4.9029 | -5.3655
DUNDAS STREET | 11 | WEST GEORGE STREET | 259138.95 | 665630.508 | 12.3425 | 12.3815 | 12.13 | 11.9687 | 11.7471 | 11.577 | 11.46 | 11.4298 | 11.2968 | 11.1787 | 10.8967 | 10.2891 | 8.6471 | 8.0421 | 8.2799
DUNDYVAN | 11 | COATBRIDGE | 272783.939 | 664617.252 | 8.5213 | 8.4216 | 7.4903 | 6.6167 | 5.5514 | 4.472 | 3.3311 | 1.9638 | 0.78074 | -0.018979 | -0.95865 | -2.5507 | -5.7046 | -7.5363 | -7.953
DUNS | 11 | ECCLES | 379292.6002 | 653785.4536 | 4.5219 | 4.4303 | 4.062 | 3.6361 | 3.1942 | 2.7696 | 2.2999 | 1.7447 | 1.1875 | 0.77258 | 0.37515 | -0.44192 | -2.2289 | -3.3989 | -3.5073
DUNSCORE | 11 | DUMFRIES | 288143.4842 | 584623.3337 | 8.5955 | 8.5761 | 8.523 | 8.4606 | 8.3969 | 8.3427 | 8.2717 | 8.1985 | 8.1215 | 8.0434 | 7.9589 | 7.777 | 7.3461 | 7.1076 | 7.122
DURIE HOUSE | 11 | LEVEN | 337922.938 | 702480.652 | 16.4564 | 16.3156 | 15.7623 | 15.1378 | 14.447 | 13.7058 | 12.9082 | 12.0036 | 11.0739 | 10.3835 | 9.5786 | 8.1066 | 4.9337 | 3.1231 | 3.0043
EARLS ROAD | 11 | BAINSFORD | 292269.7366 | 681921.9291 | 12.8027 | 12.8151 | 12.5063 | 12.2342 | 11.9109 | 11.5951 | 11.2913 | 11.0189 | 10.723 | 10.4366 | 9.9901 | 9.0707 | 6.8306 | 5.8743 | 5.8938
EARLSTON (BORDERS) | 11 | GALASHIELS | 358013.603 | 638522.1 | 1.7172 | 1.7624 | 1.6741 | 1.5757 | 1.4713 | 1.3332 | 1.1837 | 1.0361 | 0.82617 | 0.6571 | 0.42822 | -0.015656 | -1.2436 | -2.2453 | -2.5098
EARLSTOUN HYDRO | 11 | EARLSTOUN HYDRO | 261389.3718 | 581925.3077 | 13.7761 | 13.7728 | 13.7854 | 13.7905 | 13.7965 | 13.7996 | 13.7945 | 13.7971 | 13.7998 | 13.8033 | 13.8062 | 13.812 | 13.802 | 13.7864 | 13.7662
EAST LINTON | 11 | DUNBAR A | 358505.528 | 676930.318 | 2.4168 | 2.3233 | 2.0639 | 1.7794 | 1.4552 | 1.1393 | 0.79192 | 0.38667 | 0.028996 | -0.28188 | -0.62202 | -1.2712 | -2.2956 | -2.8009 | -2.8099
EAST MAINS | 11 | BROXBURN | 309501.321 | 672490.106 | 16.9701 | 16.947 | 16.7205 | 16.4691 | 16.2268 | 15.9887 | 15.7555 | 15.5426 | 15.1749 | 14.9537 | 14.6047 | 13.9079 | 11.9258 | 10.8564 | 10.7441
EAST TRINITY ROAD | 6.6 | SHRUBHILL | 324812.088 | 676447.157 | 16.6749 | 16.6121 | 16.4018 | 16.252 | 15.9998 | 15.7559 | 15.4206 | 15.0903 | 14.6291 | 14.2328 | 13.9283 | 13.1644 | 11.5842 | 10.285 | 9.6724
EASTER ROAD | 11 | SHRUBHILL | 327010.943 | 674898.221 | 15.166 | 15.1946 | 15.0887 | 14.9163 | 14.8036 | 14.6912 | 14.5786 | 14.4811 | 14.2624 | 14.1412 | 13.943 | 13.4575 | 11.5674 | 10.6175 | 10.2692
EASTERCRAIGS | 11 | DALMARNOCK | 261876.143 | 665565.831 | 9.7052 | 9.8005 | 9.6217 | 9.352 | 9.1406 | 8.926 | 8.6799 | 8.4485 | 8.0176 | 7.7144 | 7.2898 | 6.3408 | 3.4053 | 1.6894 | 1.3911
ECKFORD STREET | 11 | CARNTYNE | 264147.386 | 663766.231 | 11.4017 | 11.4673 | 11.209 | 10.9512 | 10.671 | 10.3805 | 10.0772 | 9.8 | 9.4007 | 9.0673 | 8.6211 | 7.6697 | 5.0613 | 3.6122 | 3.1284
ELIZABETH STREET | 6.6 | GOVAN | 256231.146 | 664475.78 | 4.0524 | 4.1537 | 3.719 | 3.2662 | 2.85 | 2.8063 | 2.7825 | 2.7924 | 2.6569 | 2.5957 | 2.4385 | 2.0718 | 0.65233 | -0.41394 | -0.74643
ELLIOT STREET | 11 | WEST GEORGE STREET | 257536.606 | 665510.73 | 9.1264 | 9.2559 | 9.0706 | 8.9757 | 8.8126 | 8.6544 | 8.5386 | 8.5126 | 8.2979 | 8.1656 | 7.7149 | 7.1238 | 4.8342 | 3.6525 | 3.5862
ERSKINE | 11 | ERSKINE | 246290 | 670590 | 22.9972 | 22.9215 | 22.1101 | 21.1616 | 20.2217 | 19.1893 | 18.1045 | 16.9792 | 15.4526 | 14.3255 | 12.8799 | 9.966 | 2.2674 | -2.4449 | -3.7868
EYEMOUTH | 11 | BERWICK | 393717.754 | 664028.547 | 5.8284 | 5.7631 | 5.4272 | 5.0748 | 4.6901 | 4.3013 | 3.8932 | 3.4096 | 2.9609 | 2.6319 | 2.2562 | 1.5674 | 0.234 | -0.6038 | -0.81826
FAIRLIE | 11 | SALTCOATS B | 221088.874 | 655811.283 | 12.7318 | 12.7063 | 12.6082 | 12.4706 | 12.328 | 12.2001 | 12.0423 | 11.8749 | 11.689 | 11.5459 | 11.4033 | 11.1507 | 10.6117 | 10.2503 | 10.2068
FALKIRK | 11 | BONNYBRIDGE | 288699.525 | 679388.98 | 10.7654 | 10.6113 | 10.0058 | 9.1621 | 8.3353 | 7.4626 | 6.477 | 5.3567 | 3.8947 | 2.8682 | 1.5358 | -0.97261 | -7.6058 | -10.7282 | -11.6959
FAULDHEAD | 11 | COYLTON | 273122.6158 | 612479.9329 | 5.7308 | 5.6946 | 5.4828 | 5.2356 | 4.9607 | 4.6793 | 4.377 | 4.0681 | 3.7497 | 3.4605 | 3.1055 | 2.3851 | 0.81069 | 0.0008205 | -0.13877
FINNOCK BOG | 11 | SPANGO VALLEY | 220351.198 | 670969.426 | 5.9027 | 5.8321 | 5.5241 | 5.1687 | 4.7586 | 4.3215 | 3.8322 | 3.2965 | 2.7558 | 2.3079 | 1.796 | 0.8416 | -0.91338 | -1.9039 | -2.149
FIRHILL ROAD | 11 | KILLERMONT | 258156.887 | 667591.503 | 13.019 | 12.9753 | 12.7342 | 12.3 | 12.0365 | 11.7746 | 11.4857 | 11.159 | 10.5341 | 10.1756 | 9.7348 | 8.7273 | 5.3466 | 3.1305 | 2.3751
FLEMINGTON STREET | 11 | PORT DUNDAS | 260615.404 | 667405.598 | 12.986 | 13.0209 | 12.7235 | 12.4613 | 12.1665 | 11.8769 | 11.588 | 11.3611 | 11.1841 | 10.9587 | 10.5497 | 9.6625 | 7.4633 | 6.7024 | 6.5982
FORGAN | 11 | CUPAR | 343651.5622 | 724817.0595 | 6.6349 | 6.4972 | 5.9898 | 5.3196 | 4.6826 | 4.0073 | 3.2351 | 2.4044 | 1.4999 | 0.77246 | -0.0062182 | -1.5233 | -5.0013 | -7.3894 | -7.9484
FORTH | 11 | NEWARTHILL | 293120.478 | 653513.837 | 15.6081 | 15.5988 | 15.2376 | 14.9285 | 14.5189 | 14.1192 | 13.703 | 13.148 | 12.6694 | 12.4602 | 12.243 | 12.0106 | 11.8174 | 11.6609 | 11.7283
FORTH STREET | 11 | STIRLING | 279767.5426 | 694155.0141 | 16.4256 | 16.3889 | 16.0038 | 15.5052 | 15.0425 | 14.5397 | 13.984 | 13.4203 | 12.6727 | 12.1646 | 11.4893 | 10.0887 | 5.9542 | 3.8674 | 3.1308
FOXBAR | 11 | ELDERSLIE | 245949.243 | 661977.839 | 16.9212 | 16.8597 | 16.4194 | 15.8072 | 15.1694 | 14.4569 | 13.6269 | 12.6922 | 11.5673 | 10.6538 | 9.5534 | 7.4486 | 3.1159 | 0.7683 | 0.43742
FRANKFIELD | 11 | WESTBURN ROAD (CLYDE'S MILL) | 264720.885 | 665169.928 | 13.7954 | 13.7874 | 13.4797 | 12.9472 | 12.4816 | 11.9302 | 11.3188 | 10.6456 | 9.6718 | 9.0639 | 8.22 | 6.511 | 1.8561 | -1.3303 | -1.6993
FROGSTON ROAD EAST | 11 | KAIMES | 327134.603 | 668013.535 | 16.3234 | 16.2883 | 16.0002 | 15.5882 | 15.177 | 14.7094 | 14.2107 | 13.6728 | 12.9585 | 12.4684 | 11.8014 | 10.4551 | 6.8852 | 4.4697 | 4.2448
GARELOCHHEAD | 11 | HELENSBURGH | 223980.913 | 691436.848 | 8.3795 | 8.3627 | 8.2616 | 8.1736 | 8.0676 | 7.9539 | 7.84 | 7.7114 | 7.5712 | 7.4772 | 7.3686 | 7.1584 | 6.6936 | 6.4105 | 6.3412
GARTARRY | 11 | DEVONSIDE | 293301.322 | 690889.581 | 3.916 | 3.8767 | 3.6353 | 3.3305 | 2.9989 | 2.6309 | 2.2219 | 1.7938 | 1.2697 | 0.8363 | 0.2737 | -0.79325 | -3.3048 | -4.3872 | -4.3968
GARTSHERRIE | 11 | EASTERHOUSE | 272844.148 | 666357.388 | 12.4695 | 12.2368 | 11.3432 | 10.4024 | 9.2964 | 8.2295 | 7.0591 | 5.6047 | 4.2509 | 3.3336 | 2.3568 | 0.77918 | -1.3183 | -2.6029 | -2.6634
GATEHOUSE | 11 | TONGLAND | 259834.269 | 556464.953 | 5.8023 | 5.7767 | 5.6746 | 5.5407 | 5.42 | 5.2968 | 5.152 | 4.9972 | 4.832 | 4.6809 | 4.5442 | 4.2235 | 3.4725 | 2.9599 | 2.9129
GAUZE ROAD | 11 | GRANGEMOUTH | 300292.9545 | 680790.5824 | 17.071 | 17.0996 | 16.9095 | 16.7206 | 16.5072 | 16.2679 | 16.022 | 15.7989 | 15.4949 | 15.2549 | 14.928 | 14.2587 | 12.5177 | 11.5238 | 11.3995
GEORGE SQUARE LANE | 11 | WHITEHOUSE | 325707.789 | 672823.283 | 2.9038 | 3.0519 | 2.7529 | 2.471 | 2.2063 | 1.9509 | 1.7337 | 1.6167 | 1.2494 | 1.0198 | 0.54131 | -0.46978 | -3.7249 | -5.3837 | -5.5222
GIRTHILL | 11 | JOHNSTONE | 238773.81 | 666739.382 | 2.9721 | 2.9725 | 2.7282 | 2.4342 | 2.1252 | 1.7748 | 1.4028 | 1.0106 | 0.50391 | 0.10241 | -0.36962 | -1.9597 | -5.1329 | -6.4654 | -6.7568
GIRVAN | 11 | MAYBOLE | 220646.555 | 600277.225 | 13.4695 | 13.3425 | 12.7877 | 12.1737 | 11.4628 | 10.7594 | 9.9687 | 9.0971 | 8.1489 | 7.3746 | 6.46 | 4.6841 | 1.3307 | -0.32034 | -0.29371
GLASGOW AIRPORT | 11 | PAISLEY | 247312.3172 | 665793.6524 | 11.267 | 11.2602 | 10.9082 | 10.6304 | 10.2735 | 9.9138 | 9.5671 | 9.2647 | 9.0197 | 8.744 | 8.281 | 7.3412 | 5.2252 | 4.4494 | 4.5319
GLENBURN | 11 | ELDERSLIE | 247480 | 661590 | 4.6688 | 4.6249 | 4.3177 | 3.8346 | 3.3782 | 2.8422 | 2.2095 | 1.5163 | 0.64707 | 0.017459 | -0.74242 | -2.1673 | -5.4844 | -7.5118 | -8.1463
GLENDINNING TERRACE | 11 | GALASHIELS | 348376.046 | 637126.381 | 2.2175 | 2.1454 | 1.9066 | 1.5989 | 1.3029 | 0.99005 | 0.63001 | 0.2205 | -0.23764 | -0.62126 | -1.0373 | -1.8502 | -3.3727 | -4.2703 | -4.4051
GLENGALL | 11 | AYR | 234863.557 | 618528.118 | 9.029 | 8.9595 | 8.2135 | 7.4695 | 6.5952 | 5.6402 | 4.6346 | 3.5291 | 2.3468 | 1.4146 | 0.36401 | -1.6535 | -6.2292 | -9.0919 | -10.1847
GLENLEE HYDRO | 11 | GLENLEE HYDRO | 260608.617 | 580544.207 | 28.1606 | 28.1303 | 28.0915 | 28.0539 | 27.9882 | 27.9339 | 27.8634 | 27.8579 | 27.8523 | 27.8291 | 27.8055 | 27.7545 | 27.5467 | 27.2878 | 27.1814
GLENLUCE | 11 | GLENLUCE | 219962.691 | 557741.299 | 5.4861 | 5.4467 | 5.3453 | 5.2149 | 5.083 | 4.9542 | 4.7992 | 4.6446 | 4.492 | 4.3528 | 4.2116 | 3.9103 | 3.2377 | 2.8672 | 2.885
GLENWOOD | 11 | GLENROTHES | 325060 | 701110 | 12.2722 | 12.2411 | 11.8595 | 11.3758 | 10.8418 | 10.277 | 9.6489 | 8.9514 | 8.2607 | 7.7207 | 7.1264 | 6.0839 | 4.0676 | 2.739 | 2.5914
GORDON | 11 | ECCLES | 365109.274 | 643585.984 | 3.1906 | 3.1659 | 3.0753 | 2.966 | 2.8496 | 2.7429 | 2.6068 | 2.4732 | 2.3232 | 2.1972 | 2.0649 | 1.7808 | 1.1066 | 0.65686 | 0.62518
GORGIE | 11 | GORGIE | 322835.201 | 672171.755 | 11.115 | 11.2054 | 10.9779 | 10.7299 | 10.5094 | 10.2822 | 10.0856 | 9.9325 | 9.5521 | 9.3207 | 8.9173 | 8.0268 | 5.2062 | 3.6951 | 3.3882
GRANT STREET | 11 | PORT DUNDAS | 258006.093 | 666353.651 | 8.9745 | 9.0349 | 8.8118 | 8.5171 | 8.2366 | 7.9752 | 7.6933 | 7.4158 | 7.0305 | 6.7058 | 6.2554 | 5.2558 | 2.2934 | 0.66042 | 0.51989
GRANTON PARK AVENUE | 11 | DEWAR PLACE | 323130.646 | 676989.431 | 21.5521 | 21.5626 | 21.5109 | 21.3999 | 21.3546 | 21.3166 | 21.2769 | 21.2592 | 21.0957 | 21.0395 | 20.942 | 20.7093 | 19.7336 | 19.022 | 18.7103
GRASSYARDS | 11 | KILMARNOCK TOWN | 243692.138 | 638438.127 | 11.0245 | 10.989 | 10.4937 | 9.9714 | 9.341 | 8.623 | 7.8571 | 7.0736 | 6.2002 | 5.4659 | 4.516 | 2.6445 | -1.7806 | -4.4151 | -4.7121
GREENFAULDS | 11 | CUMBERNAULD | 275840 | 673440 | 13.531 | 13.5417 | 13.2226 | 12.9134 | 12.5164 | 12.1067 | 11.6842 | 11.2958 | 10.8312 | 10.4495 | 9.8561 | 8.6701 | 5.8199 | 4.2901 | 4.4088
GREENLAW | 11 | ECCLES | 371012.958 | 646202.474 | 4.1655 | 4.1273 | 4.0454 | 3.9293 | 3.8197 | 3.7252 | 3.6071 | 3.4686 | 3.3179 | 3.1977 | 3.1132 | 2.9195 | 2.4353 | 2.1194 | 2.0358
GRETNA | 11 | CHAPELCROSS | 331686.508 | 566661.742 | 15.6655 | 15.5753 | 15.1909 | 14.6888 | 14.1784 | 13.6579 | 13.0748 | 12.4725 | 11.8384 | 11.2372 | 10.4869 | 9.1348 | 6.3329 | 4.8986 | 4.9217
GYLEMUIR | 11 | SIGHTHILL | 318993.382 | 672762.996 | 14.2366 | 14.2078 | 12.2079 | 10.1871 | 8.0891 | 7.5436 | 6.9851 | 6.3955 | 5.6581 | 5.0765 | 4.2748 | 2.6678 | -1.2352 | -3.5524 | -3.6381
HAGGS ROAD | 11 | HAGGS ROAD | 256330 | 661870 | 11.4858 | 11.5264 | 11.2658 | 11.0231 | 10.7579 | 10.4839 | 10.2182 | 9.9899 | 9.6494 | 9.3679 | 8.9611 | 8.0883 | 5.7366 | 4.5981 | 4.3055
HAMILTON | 11 | STRATHAVEN | 271580.858 | 655674.581 | 6.4759 | 6.3261 | 5.3696 | 4.4139 | 4.8524 | 2.3358 | 1.4495 | 0.37774 | -0.45589 | -1.141 | -1.9409 | -3.4477 | -6.5845 | -7.9676 | -8.4259
HEATHFIELD | 11 | AYR | 235496.024 | 623758.288 | 11.7416 | 11.6811 | 11.2874 | 10.8241 | 10.332 | 9.8019 | 9.242 | 8.6615 | 7.9189 | 7.3531 | 6.5953 | 5.1224 | 1.6085 | -0.11248 | -0.46345
HEATHHALL | 11 | DUMFRIES | 299020.96 | 578810.338 | 12.2796 | 12.216 | 11.6266 | 10.9354 | 10.18 | 9.3887 | 8.5049 | 7.5879 | 6.6177 | 5.7442 | 4.7285 | 2.6488 | -1.5096 | -3.9503 | -4.1625
HECLA AVENUE | 11 | DRUMCHAPEL | 251640.639 | 671137.834 | 15.1751 | 15.1394 | 14.9499 | 14.6156 | 14.3838 | 14.1611 | 13.9011 | 13.6097 | 13.1182 | 12.7685 | 12.3753 | 11.5196 | 8.8376 | 7.0499 | 6.5838
HELEN STREET | 6.6 | GOVAN | 255113.24 | 664857.264 | 14.5073 | 14.5267 | 14.3523 | 14.1523 | 13.9662 | 13.7818 | 13.5852 | 13.4234 | 13.2205 | 13.037 | 12.7429 | 12.1072 | 10.3324 | 9.4591 | 9.2203
HENDERSON ROW | 6.6 | SHRUBHILL | 324964.141 | 674723.891 | 16.1946 | 16.2778 | 16.1591 | 16.0257 | 15.8919 | 15.7412 | 15.603 | 15.488 | 15.2494 | 15.1038 | 14.825 | 14.2655 | 12.4805 | 11.4908 | 11.2143
HIGH BLANTYRE | 11 | EAST KILBRIDE | 269337.345 | 656506.322 | 8.2055 | 8.1294 | 7.4236 | 6.7371 | 5.9298 | 5.07 | 4.1722 | 3.1638 | 2.1794 | 1.3046 | 0.17346 | -2.0596 | -7.0878 | -9.9384 | -10.8028
HIGH MAINS MILTON | 11 | STRATHLEVEN | 241709.859 | 674558.218 | 3.7763 | 3.6465 | 3.1811 | 2.6047 | 1.9671 | 1.2764 | 0.48367 | -0.36217 | -1.2747 | -2.0789 | -3.0761 | -4.9771 | -9.1099 | -10.8398 | -11.2686
HORNCLIFFE | 11 | BERWICK | 393155.951 | 649771.885 | 1.4155 | 1.4033 | 1.3269 | 1.2528 | 1.1652 | 1.0666 | 0.95819 | 0.84308 | 0.7262 | 0.64897 | 0.55154 | 0.38652 | 0.036354 | -0.19069 | -0.25842
HUNTER | 11 | EAST KILBRIDE | 265301.9361 | 655105.641 | 16.3579 | 16.2452 | 15.7611 | 15.1322 | 14.5309 | 13.952 | 13.2935 | 12.4526 | 11.5379 | 11.0169 | 10.5154 | 9.6584 | 7.4766 | 5.8103 | 4.9315
HUNTER STREET | 11 | CHARLOTTE STREET | 260309.3227 | 665122.9572 | 8.0559 | 8.1349 | 7.8159 | 7.6335 | 7.3432 | 7.0729 | 6.8366 | 6.6744 | 6.393 | 6.1227 | 5.5439 | 4.6682 | 2.0151 | 0.74572 | 0.88379
HUNTERSTON (PRIMARY) | 11 | HUNTERSTON FARM | 218649.107 | 651658.96 | 16.5382 | 16.5908 | 16.4927 | 16.4084 | 16.4134 | 16.4237 | 16.4475 | 16.4829 | 16.447 | 16.4152 | 16.2314 | 15.8278 | 14.2987 | 12.8521 | 12.4819
INVERKIP ROAD | 11 | SPANGO VALLEY | 223302.77 | 674233.614 | 16.4258 | 16.3319 | 15.989 | 15.5799 | 15.1323 | 14.674 | 14.1621 | 13.5876 | 13.0572 | 12.5374 | 11.9201 | 10.7052 | 8.6053 | 7.7077 | 7.6322
IRVINE | 11 | KILWINNING | 232091.841 | 637937.447 | 2.7384 | 2.7634 | 2.4261 | 2.0158 | 1.5583 | 0.82529 | 0.48422 | 0.2227 | -0.1505 | -0.52458 | -1.1805 | -2.5456 | -6.138 | -7.5353 | -7.3578
JACKTON | 11 | EAST KILBRIDE SOUTH | 259339 | 653106 | 17.9476 | 17.8075 | 17.6471 | 17.48 | 17.2531 | 16.997 | 16.7455 | 16.4289 | 15.9997 | 15.5832 | 15.108 | 14.1706 | 12.4435 | 11.6355 | 11.8012
JOHNSTONE (PRIMARY) | 11 | JOHNSTONE | 243233.736 | 663273.42 | 12.087 | 11.9805 | 11.491 | 10.7727 | 10.1412 | 9.4512 | 8.7021 | 7.9111 | 6.7951 | 6.0735 | 5.1074 | 3.1332 | -2.2331 | -5.9189 | -6.8345
KELLIEBANK | 11 | DEVONSIDE | 287826.949 | 692479.885 | 12.0788 | 12.0261 | 11.5382 | 10.9523 | 10.3845 | 9.7871 | 9.1569 | 8.5028 | 7.6146 | 7.0356 | 6.2623 | 4.7448 | 0.74029 | -1.7764 | -2.4271
KELTY | 11 | WESTFIELD | 315449.805 | 694751.3845 | 3.2043 | 3.2021 | 2.944 | 2.558 | 2.2354 | 1.8562 | 1.4206 | 0.96227 | 0.3636 | -0.013118 | -0.4323 | -1.2898 | -3.4946 | -5.2288 | -5.7582
KELVIN | 11 | EAST KILBRIDE SOUTH | 263737.0055 | 652770.3129 | 14.7388 | 14.5918 | 13.7118 | 12.8838 | 11.9475 | 11.0603 | 10.1328 | 8.9568 | 7.9809 | 7.2839 | 6.5324 | 5.2346 | 2.606 | 1.0066 | 0.0048656
KELVINSIDE | 11 | PARTICK | 255620 | 667770 | 3.1504 | 3.3405 | 3.1 | 2.838 | 2.58 | 2.2835 | 1.9903 | 1.7637 | 1.2183 | 0.86943 | 0.31228 | -0.89781 | -4.7456 | -6.9654 | -7.4153
KENDOON HYDRO | 11 | KENDOON HYDRO | 260529.5795 | 587677.0601 | 28.5265 | 28.4925 | 28.4568 | 28.3906 | 28.3502 | 28.2758 | 28.2198 | 28.2854 | 28.2146 | 28.2029 | 28.1636 | 28.0778 | 27.8989 | 27.5478 | 27.4945
KENNISHEAD AVENUE | 11 | CROOKSTON A | 254390 | 660210 | 15.3787 | 15.3221 | 15.1136 | 14.8671 | 14.6694 | 14.4319 | 14.1691 | 13.8842 | 13.455 | 13.1593 | 12.7234 | 11.8152 | 8.934 | 6.8742 | 7.1412
KILBIRNIE | 11 | SALTCOATS B | 231340 | 652979.997 | 9.825 | 9.7641 | 9.1755 | 8.5531 | 7.8344 | 7.0571 | 6.2359 | 5.3657 | 4.3941 | 3.6718 | 2.729 | -0.10424 | -5.4041 | -7.1532 | -6.8511
KILBOWIE | 11 | KILBOWIE | 249429.505 | 672153.368 | 12.0931 | 11.5322 | 11.0432 | 10.2147 | 9.3117 | 8.2985 | 7.3915 | 6.2422 | 5.1961 | 4.1633 | 3.0587 | 0.94833 | -2.04 | -4.7029 | -5.253
KILDRUM | 11 | CUMBERNAULD | 276672.941 | 674792.869 | 12.3589 | 12.3815 | 12.1915 | 11.9576 | 11.7788 | 11.6106 | 11.4568 | 11.3373 | 10.9462 | 10.7551 | 10.428 | 9.7409 | 7.3624 | 5.9267 | 5.3919
KILLOCH COLLIERY | 11 | COYLTON | 248248.198 | 620587.2099 | 9.0898 | 9.1084 | 8.7363 | 8.3506 | 7.9313 | 7.48 | 7.0243 | 6.5545 | 5.9868 | 5.5712 | 4.997 | 3.8533 | 0.95808 | -0.63722 | -0.70809
KILMACOLM | 11 | JOHNSTONE | 236259.404 | 670359.6 | 5.9752 | 5.9599 | 5.7526 | 5.5311 | 5.2748 | 4.9918 | 4.668 | 4.3316 | 3.9334 | 3.6156 | 3.2289 | 2.4783 | 0.64027 | -0.48001 | -0.75106
KILMARDINNY | 11 | KILLERMONT | 255413.057 | 672880.044 | 9.9676 | 9.9744 | 9.4458 | 8.8657 | 8.2383 | 7.5185 | 6.7233 | 5.8914 | 4.995 | 4.2309 | 3.3125 | 1.4561 | -2.9895 | -5.5764 | -6.4222
KILMARNOCK MAIN | 11 | KILMARNOCK SOUTH | 242731.84 | 636651.974 | 11.1482 | 11.0102 | 10.3992 | 9.7274 | 8.9806 | 8.2077 | 7.3633 | 6.4996 | 5.5318 | 4.7465 | 3.7214 | 1.7534 | -2.6534 | -4.565 | -4.3988
KILSYTH | 11 | BONNYBRIDGE | 272307.507 | 677404.868 | 11.5873 | 11.4716 | 10.5399 | 9.6813 | 8.5997 | 7.5109 | 6.3787 | 5.041 | 3.8637 | 3.0525 | 2.1168 | 0.58653 | -2.3015 | -3.914 | -4.3164
KINGS BUILDINGS | 11 | KAIMES | 327015.087 | 670385.773 | 11.6017 | 11.45 | 10.8401 | 10.0133 | 9.1858 | 8.2784 | 7.2887 | 6.2137 | 4.8527 | 3.8269 | 2.5104 | -0.11962 | -6.6099 | -10.7247 | -11.7116
KINGS INCH ROAD | 11 | BRAEHEAD PARK | 251895.971 | 667214.489 | 28.7042 | 28.7299 | 28.4116 | 28.159 | 27.8978 | 27.6575 | 27.4638 | 27.3143 | 27.0639 | 26.8666 | 26.5035 | 25.2866 | 22.2082 | 21.3833 | 21.424
KINGSKNOWE ROAD NORTH | 11 | SIGHTHILL | 321401.0402 | 670925.975 | 13.2244 | 13.3452 | 13.2733 | 13.1685 | 13.0832 | 13.0043 | 12.9277 | 12.8922 | 12.645 | 12.5556 | 12.3312 | 11.8046 | 9.7601 | 8.571 | 8.4732
KINGSLAND | 11 | KAIMES | 324897.488 | 641277.895 | 1.4417 | 1.9855 | 0.74401 | 0.48816 | 0.47061 | -1.1258 | -1.8377 | -2.6076 | -3.366 | -3.9696 | -4.6807 | -6.0357 | -8.8514 | -10.2734 | -10.6251
KIRKBANK | 11 | CHAPELCROSS | 309568.083 | 590261.758 | 6.307 | 6.2917 | 6.2119 | 6.1408 | 6.053 | 5.9579 | 5.8582 | 5.7622 | 5.6954 | 5.6149 | 5.1791 | 4.9538 | 4.4895 | 4.3857 | 4.3612
KIRKINTILLOCH | 11 | EASTERHOUSE | 265610.457 | 673700.872 | 7.8863 | 7.8088 | 7.1264 | 6.425 | 5.5982 | 4.7293 | 3.8102 | 2.8419 | 1.8017 | 0.96877 | -0.11394 | -2.2331 | -7.4344 | -10.0799 | -10.4626
KIRKNEWTON | 11 | LIVINGSTON EAST | 312259.707 | 667132.733 | 3.7167 | 14.2243 | 14.009 | 13.1209 | 12.7788 | 12.4216 | 12.0405 | 11.6497 | 11.2114 | 10.848 | 10.3839 | 9.4774 | 7.3341 | 6.1283 | 6.0172
KIRKTON | 11 | LIVINGSTON EAST | 304127.116 | 667405.94 | 14.6589 | 14.5489 | 14.0511 | 13.433 | 12.7837 | 12.1122 | 11.3557 | 10.5565 | 9.6395 | 8.8745 | 7.985 | 6.255 | 2.8328 | 0.77005 | 0.30069
LADY VICTORIA | 11 | PORTOBELLO | 333363.51 | 663880.432 | 6.1797 | 6.1743 | 5.6249 | 5.0591 | 4.377 | 3.5883 | 2.7507 | 1.8779 | 0.89242 | 0.089436 | -0.91954 | -2.9079 | -7.6436 | -10.4465 | -10.7732
LANARK | 11 | LINNMILL | 289471.3678 | 643232.1306 | 16.9831 | 16.8157 | 16.4112 | 15.6086 | 14.8538 | 14.0819 | 13.262 | 12.2726 | 11.129 | 10.3737 | 9.445 | 7.7364 | 3.4875 | 0.60989 | -1.2009
LANGHOLM | 11 | CHAPELCROSS | 335780.43 | 584363.829 | 20.3387 | 20.2376 | 19.9419 | 19.5739 | 19.1777 | 18.7769 | 18.3134 | 17.8028 | 17.3304 | 16.8658 | 16.3221 | 15.2515 | 13.3876 | 12.4389 | 12.3754
LANGLANDS STREET | 11 | KILMARNOCK TOWN | 242465.764 | 638186.997 | 11.7235 | 11.6258 | 11.1352 | 10.5268 | 9.9147 | 9.2697 | 8.5741 | 7.8217 | 6.8781 | 6.2228 | 5.3681 | 3.7421 | -0.27727 | -2.5687 | -3.0396
LANGSIDE | 11 | HAGGS ROAD | 257922.0486 | 661678.2063 | 5.5557 | 5.6087 | 5.2215 | 4.7178 | 4.2848 | 3.8622 | 3.4058 | 2.9302 | 2.146 | 1.6478 | 1.0105 | -0.31237 | -4.3329 | -6.7856 | -7.2282
LARBERT | 11 | BONNYBRIDGE | 286531.675 | 681871.732 | 1.2456 | 0.99094 | 0.21736 | -0.60935 | 3.9913 | 3.1079 | 2.1543 | 1.2108 | 0.09569 | -0.82887 | -1.9877 | -4.332 | -10.0847 | -13.3622 | -14.3658
LARGS | 11 | SALTCOATS B | 221070.3909 | 659858.2912 | 16.3911 | 16.2579 | 15.6611 | 14.9347 | 14.1359 | 13.2972 | 12.3405 | 11.2293 | 10.1026 | 9.2372 | 8.2727 | 6.5529 | 3.677 | 2.166 | 2.0338
LARKFIELD | 11 | SPANGO VALLEY | 223035.922 | 675940.272 | 12.8046 | 12.7894 | 12.4982 | 12.1193 | 11.7611 | 11.4107 | 11.0209 | 10.6205 | 10.0257 | 9.5305 | 8.9587 | 7.6878 | 4.1149 | 1.916 | 1.4878
LARKHALL (PRIMARY) | 11 | WISHAW | 277345.739 | 649210.723 | 13.5626 | 13.5281 | 13.1771 | 12.7466 | 12.2818 | 11.7911 | 11.2606 | 10.6984 | 10.0855 | 9.5414 | 8.8614 | 7.5602 | 5.0822 | 3.7508 | 3.6852
LARKHALL TOWN | 11 | WISHAW | 276209.968 | 651041.883 | 17.107 | 17.0887 | 16.7405 | 16.3773 | 15.9677 | 15.5102 | 15.0151 | 14.4949 | 13.9411 | 13.4869 | 12.915 | 11.7995 | 9.2077 | 7.7224 | 7.3498
LAUDER | 11 | GALASHIELS | 352139.354 | 647493.852 | 4.8928 | 4.8714 | 4.7149 | 4.5548 | 4.3773 | 4.1774 | 3.9857 | 3.7696 | 3.548 | 3.3793 | 3.1928 | 2.8221 | 1.9301 | 1.3505 | 1.2226
LEONARDS CHAPEL | 11 | STRATHAVEN | 264890 | 653790 | 17.3138 | 17.2031 | 16.8525 | 16.2797 | 15.7618 | 15.2064 | 14.5487 | 13.8217 | 12.901 | 12.2053 | 11.3811 | 9.7818 | 6.4642 | 4.5237 | 4.0375
LESLIE STREET | 11 | ST. ANDREWS CROSS | 257799.45 | 663199.635 | 11.8138 | 11.9482 | 11.9009 | 11.7883 | 11.7451 | 11.66 | 11.5872 | 11.5435 | 11.2596 | 11.1485 | 10.9207 | 10.4167 | 8.3851 | 7.0883 | 6.7502
LESMAHAGOW | 11 | LINNMILL | 281790.6584 | 640321.9187 | 15.2082 | 15.0956 | 14.955 | 14.1967 | 13.3593 | 12.4877 | 11.5055 | 10.3964 | 9.4264 | 8.5474 | 7.5035 | 5.5638 | 1.9778 | 0.20338 | -0.28996
LETHANHILL | 11 | COYLTON | 242298.374 | 610583.865 | 13.6807 | 13.6651 | 13.5252 | 13.3443 | 13.1651 | 12.979 | 12.7807 | 12.5624 | 12.346 | 12.1699 | 11.9581 | 11.5295 | 10.4059 | 9.6858 | 9.6336
LEUCHARS | 11 | CUPAR | 345234.044 | 721206.685 | 5.4728 | 5.4032 | 5.1846 | 4.8696 | 4.5782 | 4.2918 | 3.9455 | 3.5784 | 3.1008 | 2.7025 | 2.2474 | 1.4639 | -0.53566 | -1.7146 | -1.8868
LEVEN | 11 | LEVEN | 335648.3349 | 701047.0839 | 12.1039 | 12.1804 | 11.8434 | 11.5799 | 11.2717 | 10.9652 | 10.6825 | 10.3559 | 9.9738 | 9.8281 | 9.5685 | 9.1644 | 7.8871 | 7.3482 | 7.5369
LEVEN STREET | 11 | WISHAW | 275211.2068 | 655923.132 | 15.0619 | 15.0545 | 14.6807 | 14.2958 | 13.9214 | 13.5444 | 13.1767 | 12.8075 | 12.3111 | 11.9383 | 11.4391 | 10.4279 | 7.6918 | 6.1413 | 5.4871
LEVENBANK | 11 | LEVEN | 337527.062 | 700836.35 | 2.664 | 12.8631 | 12.5897 | 12.1796 | 10.3726 | 9.972 | 9.5144 | 9.0358 | 8.408 | 7.9135 | 7.3437 | 6.1062 | 2.6573 | 0.58315 | -0.055671
LINLITHGOW | 11 | GRANGEMOUTH | 299938.951 | 676838.247 | 14.2233 | 14.1532 | 13.6458 | 13.0953 | 12.4528 | 11.7418 | 11.0001 | 10.2166 | 9.3619 | 8.63 | 7.7509 | 6.0408 | 2.2021 | 0.10231 | -0.43416
LINTHAUGH ROAD | 11 | CROOKSTON B | 253260.572 | 663122.022 | 15.6357 | 15.6596 | 15.3764 | 15.0469 | 14.7683 | 14.4873 | 14.1953 | 13.9107 | 13.4347 | 13.1186 | 12.6967 | 11.8029 | 9.1556 | 7.5589 | 7.0272
LINTHOUSE | 11 | GOVAN | 254143.68 | 665860.839 | 9.3987 | 9.451 | 9.1834 | 8.988 | 8.758 | 8.5371 | 8.3476 | 8.2302 | 8.008 | 7.8142 | 7.4532 | 6.7057 | 4.648 | 3.7655 | 3.8107
LINTON LANE | 11 | GLENNISTON | 326164.003 | 692899.226 | 4.8642 | 4.8552 | 4.7121 | 4.465 | 4.2845 | 4.0605 | 3.811 | 3.5365 | 3.1298 | 2.8851 | 2.6378 | 2.0934 | 0.41187 | -0.95834 | -1.6534
LITTLE FRANCE | 11 | KAIMES | 329259.335 | 670014.15 | 14.0181 | 13.8617 | 13.3154 | 12.4604 | 11.5938 | 10.6323 | 9.5117 | 8.2318 | 6.6775 | 5.4191 | 3.8353 | 0.78246 | -6.1916 | -9.3459 | -9.7771
LOANING | 11 | BERWICK | 398576.499 | 650701.101 | 12.2055 | 12.1017 | 11.3427 | 10.6383 | 9.7266 | 8.8164 | 7.8477 | 6.7851 | 5.8587 | 5.0934 | 4.0908 | 2.3355 | -1.0663 | -2.4593 | -2.5598
LOANSTONE | 11 | KAIMES | 324772.2878 | 660083.002 | 6.1511 | 6.0803 | 5.8141 | 5.4723 | 5.1367 | 4.7881 | 4.3971 | 3.9516 | 3.5239 | 3.1746 | 2.8369 | 2.1349 | 0.54319 | -0.59278 | -0.72898
LOCHEND QUADRANT | 11 | PORTOBELLO | 328055.842 | 674694.916 | 6.2762 | 6.2826 | 6.1891 | 5.9135 | 5.8429 | 5.7407 | 5.6276 | 5.5022 | 5.0225 | 4.8509 | 4.6215 | 4.0609 | 1.6337 | -0.2831 | -1.3859
LOCHSIDE | 11 | DUMFRIES | 295601.083 | 578065.635 | 7.0895 | 7.0116 | 6.7937 | 6.4667 | 6.1762 | 5.8904 | 5.5529 | 5.2087 | 4.8523 | 4.535 | 4.1911 | 3.4708 | 1.8703 | 0.97402 | 0.70008
LOCHWINNOCH | 11 | JOHNSTONE | 235828.536 | 659775.497 | 5.2248 | 5.1635 | 4.9998 | 4.7669 | 4.5301 | 4.2929 | 3.9935 | 3.6663 | 3.3103 | 2.9849 | 2.6451 | 2.0709 | 0.77528 | -0.027755 | -0.074489
LOCKERBIE | 11 | CHAPELCROSS | 313300.956 | 580860.108 | 11.0705 | 10.9872 | 10.4467 | 9.7926 | 9.0852 | 8.3523 | 7.5424 | 6.6835 | 5.7818 | 4.9662 | 3.9703 | 2.0633 | -1.5931 | -3.6568 | -3.8352
LONGANNET | 11 | DUNFERMLINE | 294600.892 | 686256.537 | 6.9347 | 6.8053 | 6.4819 | 6.013 | 5.5654 | 5.1222 | 4.6007 | 3.9807 | 3.299 | 2.7583 | 2.1943 | 1.2703 | -0.90672 | -2.3912 | -2.66
LOWER LONDON ROAD | 11 | PORTOBELLO | 327593.491 | 674265.739 | 4.5468 | 4.5283 | 4.3763 | 4.0562 | 13.9235 | 13.7853 | 13.6382 | 13.4982 | 12.9836 | 12.7786 | 12.5005 | 11.8568 | 9.233 | 7.3226 | 6.3778
LUGTON | 11 | KAIMES | 333062.801 | 667529.091 | 7.9579 | 8.0016 | 7.4838 | 6.9449 | 6.3471 | 5.6817 | 4.992 | 4.2942 | 3.3982 | 2.716 | 1.8312 | 0.06647 | -4.5368 | -7.3138 | -7.9665
MANUEL | 11 | GRANGEMOUTH | 296391.579 | 677293.007 | 13.9776 | 13.9635 | 13.5997 | 13.1786 | 12.7161 | 12.2189 | 11.6707 | 11.1042 | 10.5234 | 10.0439 | 9.529 | 8.4223 | 6.0047 | 4.6126 | 4.3646
MARKETHILL | 11 | EAST KILBRIDE | 263240 | 655700 | 13.3721 | 13.2537 | 12.6181 | 11.8506 | 11.0411 | 10.1717 | 9.2129 | 8.1974 | 7.082 | 6.1365 | 4.9667 | 2.6985 | -2.1257 | -4.6396 | -5.4361
MARTIN MILLER | 11 | WHITEHOUSE | 324817.466 | 672886.385 | 12.3962 | 12.3873 | 12.4022 | 12.3947 | 12.3798 | 12.3798 | 12.3753 | 12.3589 | 12.3506 | 12.3392 | 12.3115 | 12.2777 | 12.0978 | 11.7983 | 11.3179
MAUCHLINE | 11 | COYLTON | 249556.362 | 626504.257 | 4.4622 | 4.4163 | 4.1348 | 3.7973 | 3.4622 | 3.1049 | 2.7195 | 2.3335 | 1.9063 | 1.5576 | 1.1338 | 0.26786 | -1.8523 | -3.0636 | -3.287
MAUKINFAULD ROAD | 11 | CARNTYNE | 263200.689 | 663621.79 | 19.5685 | 19.5711 | 19.478 | 19.3634 | 19.283 | 19.1942 | 19.1076 | 19.0325 | 18.8641 | 18.7864 | 18.6509 | 17.9239 | 16.0211 | 15.5979 | 15.614
MAXWELL STREET | 11 | WHITEHOUSE | 324476.976 | 670950.468 | 11.8359 | 11.9242 | 11.6298 | 11.2912 | 10.9795 | 10.6219 | 10.2612 | 9.9207 | 9.3412 | 8.9228 | 8.3511 | 7.159 | 3.6645 | 1.5219 | 0.78857
MAXWELLTON | 11 | DUMFRIES | 296800.249 | 575893.042 | 12.7289 | 12.6888 | 12.3129 | 11.7551 | 11.3087 | 10.8654 | 10.3742 | 9.8541 | 9.0142 | 8.3969 | 7.6701 | 6.1036 | 1.5202 | -1.364 | -2.2456
MAYBOLE (PRIMARY) | 11 | MAYBOLE | 229354.429 | 609869.902 | 3.0247 | 2.8286 | 2.1708 | 1.4371 | 0.59435 | -0.21919 | -1.1313 | -2.2139 | -3.2722 | -4.0733 | -4.9347 | -6.4987 | -9.0071 | -10.3926 | -10.5917
MEADOW ROAD | 6.6 | PARTICK | 255162.23 | 666518.067 | 16.3277 | 16.3534 | 16.2354 | 16.0735 | 15.9733 | 15.8721 | 15.7657 | 15.4924 | 15.2594 | 14.9548 | 14.5986 | 13.8305 | 11.6682 | 11.0493 | 10.9205
MENSTRIE | 11 | DEVONSIDE | 285845.994 | 696352.476 | 8.0449 | 8.0088 | 7.4293 | 6.8708 | 6.2684 | 5.6852 | 5.1056 | 4.5164 | 3.7508 | 3.1882 | 2.4311 | 0.94743 | -2.8883 | -4.772 | -5.2622
METHILHILL | 11 | LEVEN | 335295.467 | 699777.862 | 5.2795 | 5.1605 | 4.8267 | 4.2983 | 3.8118 | 3.2811 | 2.6645 | 1.9689 | 1.1474 | 0.48275 | -0.27742 | -1.7619 | -4.6336 | -6.2573 | -6.5951
MIDDLEBIE | 11 | CHAPELCROSS | 321810.2171 | 575648.1189 | 1.2938 | 1.2917 | 1.1705 | 0.99116 | 0.82341 | 0.63324 | 0.42507 | 0.1966 | -0.055303 | -0.27167 | -1.0793 | -1.5931 | -2.7602 | -3.3071 | -3.3228
MILL STREET | 11 | AYR | 234116.7204 | 621693.2028 | 5.4157 | 5.3906 | 4.6519 | 3.942 | 3.1808 | 2.4231 | 1.6689 | 0.87238 | -0.090634 | -0.76567 | -1.6507 | -3.3725 | -7.9637 | -10.3487 | -11.417
MILLIKEN | 11 | JOHNSTONE | 241352.3487 | 662076.9319 | 14.5753 | 14.5575 | 14.2778 | 13.9354 | 13.5715 | 13.1638 | 12.7121 | 12.2307 | 11.6838 | 11.2506 | 10.6811 | 9.5466 | 6.7362 | 5.0098 | 4.7436
MILTON | 11 | KILLERMONT | 259100 | 670060 | 14.0014 | 13.9677 | 13.6723 | 13.3315 | 12.9596 | 12.5624 | 12.1422 | 11.7005 | 11.1457 | 10.7261 | 10.1626 | 9.0363 | 6.1711 | 4.3561 | 4.2317
MITCHELL STREET | 11 | WEST GEORGE STREET | 258895.566 | 665245.928 | 6.862 | 6.9496 | 6.8032 | 6.6883 | 6.3778 | 5.9652 | 5.8124 | 5.7702 | 5.625 | 5.4756 | 5.0027 | 4.4401 | 2.5005 | 1.8125 | 2.0563
MOFFAT | 11 | CHAPELCROSS | 309421.448 | 603958.799 | 3.9525 | 3.9257 | 3.765 | 3.5952 | 3.383 | 3.1719 | 2.9505 | 2.7128 | 2.4445 | 2.2281 | 1.9275 | 1.3775 | 0.08775 | -0.60421 | -0.67393
MONKTON | 11 | KILMARNOCK SOUTH | 236261.598 | 627815.602 | 7.9787 | 7.9155 | 7.3432 | 6.7717 | 6.0998 | 5.4519 | 4.7494 | 4.0412 | 3.2964 | 2.6831 | 1.8621 | 0.29389 | -3.0423 | -4.4131 | -4.347
MONKTONHALL | 11 | PORTOBELLO | 333936.292 | 671465.702 | 9.7134 | 10.5725 | 9.2724 | 3.1785 | 31.9492 | 30.96 | 30.0237 | 29.0463 | 28.0123 | 27.1553 | 26.006 | 23.7591 | 18.5606 | 15.5822 | 15.4317
MOREBATTLE | 11 | HAWICK | 377105.302 | 625093.102 | 3.7837 | 3.7261 | 3.6096 | 3.4319 | 3.2647 | 3.0895 | 2.8993 | 2.6808 | 2.4697 | 2.2656 | 2.1069 | 1.745 | 0.98873 | 0.50113 | 0.47246
MORTONHALL | 11 | WHITEHOUSE | 324547.449 | 669129.928 | 16.5235 | 16.4335 | 16.0907 | 15.6253 | 15.1913 | 14.7451 | 14.2189 | 13.6235 | 12.9032 | 12.272 | 11.6318 | 10.2751 | 6.8341 | 4.5334 | 3.6602
MUCKRAW | 11 | BATHGATE | 292837.889 | 671726.675 | 6.6476 | 6.7021 | 6.5608 | 6.4213 | 6.2442 | 6.0504 | 5.845 | 5.6738 | 5.4382 | 5.2512 | 4.952 | 4.3571 | 2.7957 | 2.0927 | 2.1418
MUIRHOUSE | 11 | WISHAW | 276555.979 | 655400.03 | 5.1597 | 5.1224 | 4.8867 | 4.5366 | 4.188 | 3.7886 | 3.3227 | 2.8095 | 2.1873 | 1.7148 | 1.1318 | 0.028266 | -2.4451 | -3.7903 | -4.1107
MUIRHOUSE BANK | 11 | TELFORD ROAD | 321492.702 | 675656.938 | 10.6812 | 10.7655 | 10.5766 | 10.298 | 10.0618 | 9.7778 | 9.4515 | 9.113 | 8.5408 | 8.1366 | 7.6292 | 6.5465 | 3.177 | 0.9349 | 0.20117
MYOTHILL | 11 | BONNYBRIDGE | 281120.425 | 681393.239 | 11.093 | 11.1223 | 10.5649 | 9.9616 | 9.2704 | 8.4755 | 7.6215 | 6.695 | 5.6757 | 4.9049 | 3.9765 | 2.2061 | -2.0432 | -4.683 | -5.3499
MYRTLE ROAD | 11 | COATBRIDGE | 270869.3255 | 661987.6233 | 12.3885 | 12.2269 | 11.4178 | 10.6085 | 9.6578 | 8.7595 | 7.8139 | 6.6622 | 5.5679 | 4.7953 | 3.877 | 2.2971 | -0.29688 | -1.461 | -1.4583
NEILSLAND | 11 | STRATHAVEN | 271520 | 653881.2 | 10.3166 | 10.2096 | 9.2854 | 8.387 | 7.3311 | 6.2181 | 5.0415 | 3.5928 | 2.1653 | 1.3111 | 0.38025 | -1.8534 | -5.5608 | -7.3359 | -7.8508
NETHERDALE | 11 | GALASHIELS | 350596.421 | 635168.785 | 10.266 | 10.1886 | 9.5329 | 8.7795 | 7.972 | 7.1401 | 6.2342 | 5.2746 | 4.1754 | 3.3757 | 2.3606 | 0.40649 | -4.3768 | -7.2209 | -7.6972
NETHERTOWN | 11 | DUNFERMLINE | 309333.001 | 686910.397 | 13.6794 | 13.5275 | 12.7746 | 11.8126 | 10.8891 | 9.8861 | 8.7742 | 7.5208 | 5.9986 | 4.9674 | 3.7032 | 1.3403 | -4.457 | -7.934 | -9.0041
NEW CUMNOCK | 11 | COYLTON | 259648.7595 | 611535.5519 | 7.9802 | 7.9579 | 7.8561 | 7.7143 | 7.5807 | 7.4393 | 7.2732 | 7.1004 | 6.9313 | 6.7901 | 6.6306 | 6.3057 | 5.5627 | 5.0391 | 4.9899
NEWBRIDGE | 11 | BROXBURN | 311761.311 | 672120.206 | 14.3986 | 14.3773 | 14.0703 | 13.7707 | 13.4407 | 13.1258 | 12.8255 | 12.5505 | 12.2195 | 11.8974 | 11.455 | 10.5131 | 8.3622 | 7.3411 | 7.3579
NEWBURGH | 11 | CUPAR | 323747.936 | 718170.125 | 2.6189 | 2.5472 | 2.3468 | 2.0787 | 1.8287 | 1.579 | 1.2797 | 0.93946 | 0.59235 | 0.31771 | 0.062161 | -0.47082 | -1.727 | -2.5925 | -2.7338
NEWCASTLETON | 11 | CHAPELCROSS | 348308.412 | 586936.843 | 4.426 | 4.4019 | 4.3236 | 4.2355 | 4.1442 | 4.0436 | 3.9428 | 3.822 | 3.7337 | 3.6548 | 3.4111 | 3.2685 | 3.0121 | 2.8629 | 2.8386
NEWHOUSE | 11 | NEWARTHILL | 279098.689 | 661401.058 | 6.4895 | 6.4985 | 6.0374 | 5.5598 | 5.0422 | 4.4665 | 3.8885 | 3.3307 | 2.598 | 2.0275 | 1.2181 | -0.41664 | -4.651 | -7.0446 | -7.2842
NEWLANDS | 11 | GIFFNOCK | 257958.408 | 660626.952 | 13.6286 | 13.5713 | 13.2677 | 12.7116 | 12.3459 | 11.9553 | 11.4988 | 10.997 | 10.0829 | 9.5088 | 8.8539 | 7.4275 | 2.9112 | -0.31062 | -1.7113
NEWMILNS | 11 | KILMARNOCK SOUTH | 252868.481 | 637065.874 | 16.7709 | 16.7731 | 16.5388 | 16.2642 | 15.9558 | 15.6095 | 15.2433 | 14.8564 | 14.3915 | 14.0406 | 13.5602 | 12.6522 | 10.3983 | 9.1697 | 9.205
NEWTON STEWART | 11 | NEWTON STEWART | 241208.934 | 564440.701 | 3.6669 | 3.6171 | 3.2579 | 2.8682 | 2.4466 | 2.0097 | 1.5395 | 1.0859 | 0.68288 | 0.28003 | -0.21506 | -1.2424 | -3.6649 | -4.9957 | -5.3722
NEWTON STREET | 11 | FINNIESTON | 258025.91 | 664984.716 | 29.4978 | 29.5621 | 29.3717 | 29.2561 | 29.1029 | 28.9595 | 28.8666 | 28.8461 | 28.7095 | 28.612 | 28.3602 | 27.8465 | 26.3342 | 25.7351 | 25.8734
NIDDRIE | 11 | PORTOBELLO | 330504.975 | 671457.369 | 9.5834 | 9.6049 | 9.2279 | 8.8942 | 8.4807 | 8.054 | 7.6479 | 7.2912 | 6.8219 | 6.4579 | 5.8623 | 4.7152 | 1.8238 | 0.37873 | 0.61753
NORHAM | 11 | BERWICK | 390350.676 | 647147.602 | 1.1449 | 1.1352 | 1.0455 | 0.97099 | 0.86498 | 0.76381 | 0.64398 | 0.51995 | 0.389 | 0.30329 | 0.17865 | -0.01963 | -0.43752 | -0.66264 | -0.69163
NORTH BERWICK | 11 | DUNBAR A | 353614.344 | 684238.504 | 7.9153 | 7.7182 | 6.9734 | 6.2325 | 5.3584 | 4.4804 | 3.5409 | 2.4898 | 1.4939 | 0.73939 | -0.16996 | -1.7824 | -4.9091 | -6.1502 | -6.1063
NORTH ROAD | 11 | BERWICK | 399533.2595 | 653831.2555 | 2.8152 | 2.6285 | 2.0926 | 1.4625 | 0.77401 | 0.11686 | -0.63106 | -1.4603 | -2.2075 | -2.8827 | -3.697 | -5.2484 | -7.9065 | -8.8843 | -8.9386
OAKFIELD - KELSO | 11 | ECCLES | 373048.239 | 635009.881 | 15.7636 | 15.7045 | 15.3146 | 14.8363 | 14.3293 | 13.7845 | 13.2105 | 12.5953 | 11.8846 | 11.3348 | 10.6436 | 9.2951 | 6.0412 | 4.1683 | 3.7555
OCEAN DRIVE | 11 | SHRUBHILL | 326238.793 | 676950.037 | 19.032 | 19.0686 | 19.0012 | 18.951 | 18.8954 | 18.8344 | 18.8001 | 18.7936 | 18.7224 | 18.6792 | 18.5728 | 18.3179 | 17.5066 | 17.0783 | 17.0764
OLD BRIDGE ROAD | 11 | AYR | 236230.0002 | 623354.4477 | 14.6906 | 14.6426 | 14.203 | 13.7208 | 13.1668 | 12.5506 | 11.8999 | 11.2178 | 10.4477 | 9.8076 | 8.9843 | 7.3588 | 3.4611 | 1.1801 | 0.739
OLD DUMBARTON ROAD | 6.6 | PARTICK | 256532.59 | 666188.757 | 17.3124 | 17.2924 | 17.171 | 16.9819 | 16.8454 | 16.6931 | 16.5288 | 16.3398 | 16.1588 | 15.9786 | 15.7721 | 15.2919 | 13.9433 | 13.0959 | 12.7849
OLD INNS | 11 | CUMBERNAULD | 277198.998 | 676800.209 | 12.2922 | 12.183 | 11.2593 | 10.4958 | 9.4742 | 8.4947 | 7.4832 | 6.2889 | 5.2986 | 4.6314 | 3.8471 | 2.5659 | 0.42355 | -0.65225 | -0.95865
OVERTOWN | 11 | WISHAW | 280210.737 | 653226.127 | 13.7984 | 13.6845 | 13.2255 | 12.6586 | 12.0339 | 11.377 | 10.6523 | 9.8398 | 8.9883 | 8.3005 | 7.4839 | 5.9621 | 3.2686 | 1.9358 | 1.8157
OXGANGS ROAD | 11 | WHITEHOUSE | 323368.571 | 668903.525 | 10.7128 | 10.6595 | 10.4031 | 10.0892 | 9.7589 | 9.3942 | 9.0087 | 8.5954 | 8.1051 | 7.7158 | 7.2248 | 6.2392 | 3.8258 | 2.3187 | 1.9579
PARK ROAD | 11 | WHITEHOUSE | 326849.425 | 672623.003 | 13.9354 | 13.974 | 13.7957 | 13.6063 | 13.4214 | 13.2316 | 13.0544 | 12.8997 | 12.5959 | 12.3825 | 12.08 | 11.4253 | 9.4827 | 8.3108 | 7.9348
PAULVILLE | 11 | BATHGATE | 297056.656 | 668325.621 | 12.6061 | 12.5705 | 12.2211 | 11.8453 | 11.4385 | 10.9757 | 10.4941 | 10.008 | 9.4018 | 8.9321 | 8.3093 | 7.0829 | 4.0163 | 2.1556 | 1.6621
PENCAITLAND | 11 | COCKENZIE | 343673.973 | 668764.755 | 11.4889 | 11.4519 | 11.217 | 10.9293 | 10.6532 | 10.3637 | 10.0439 | 9.7175 | 9.328 | 9.0219 | 8.6581 | 7.9478 | 6.0773 | 4.8393 | 4.6138
PENICUIK | 11 | KAIMES | 323764.584 | 661015.313 | 4.3136 | 4.2229 | 3.8218 | 3.2634 | 2.7539 | 2.1704 | 1.526 | 0.82067 | -0.044892 | -0.67332 | -1.3826 | -2.7552 | -5.8961 | -8.0025 | -8.8669
PENNYWELL ROAD | 11 | TELFORD ROAD | 322000 | 675876.8424 | 12.7884 | 12.7936 | 12.6011 | 12.3923 | 12.2261 | 12.0695 | 11.9138 | 11.7835 | 11.4719 | 11.2921 | 11.0231 | 10.4161 | 8.4361 | 7.3443 | 7.1392
PENPONT | 11 | DUMFRIES | 285122.399 | 594236.595 | 4.5955 | 4.5701 | 4.3459 | 3.9836 | 3.6798 | 3.3622 | 2.8562 | 2.2934 | 1.6734 | 1.1188 | 0.49249 | -0.75493 | -3.132 | -4.7044 | -4.7739
PEPPERCRAIGS | 11 | COCKENZIE | 350831.6 | 674496.228 | 12.5154 | 12.4204 | 11.7702 | 11.0641 | 10.2494 | 9.3962 | 8.4742 | 7.4674 | 6.3701 | 5.4984 | 4.3795 | 2.307 | -2.2186 | -4.4569 | -4.6903
PETERSHILL ROAD | 11 | PORT DUNDAS | 261612.002 | 667327.907 | 11.2317 | 11.205 | 10.8596 | 10.4352 | 10.0147 | 9.5809 | 9.0877 | 8.5639 | 7.9197 | 7.3541 | 6.6981 | 5.2992 | 1.6912 | -0.40162 | -0.8678
PILTON DRIVE WEST | 11 | DEWAR PLACE | 323261.065 | 676003.589 | 17.245 | 17.3127 | 17.2314 | 17.1562 | 17.0653 | 16.949 | 16.8524 | 16.78 | 16.6013 | 16.4932 | 16.2945 | 15.8806 | 14.5648 | 13.8365 | 13.7091
PINWHERRY | 11 | MAYBOLE | 219700.49 | 587851.186 | 5.5345 | 5.5115 | 5.3479 | 5.2075 | 5.0199 | 4.8282 | 4.6591 | 4.4262 | 4.2527 | 4.1395 | 4.0249 | 3.8588 | 3.6209 | 3.4479 | 3.4257
PITREAVIE | 11 | INVERKEITHING | 310396.264 | 685721.681 | 12.8076 | 12.7254 | 12.7222 | 12.9795 | 13.3131 | 10.6062 | 10.0085 | 9.3879 | 8.6885 | 8.1057 | 7.4277 | 6.1421 | 3.4108 | 1.8534 | 1.5858
PITTEUCHAR | 11 | REDHOUSE | 328152.385 | 699539.891 | 15.4203 | 15.4045 | 15.1291 | 14.8604 | 14.5662 | 14.2755 | 13.9936 | 13.7296 | 13.4076 | 13.182 | 12.8667 | 12.2306 | 10.6742 | 9.8965 | 9.8589
POLKEMMET | 11 | BATHGATE | 293468.896 | 664129.534 | 11.8683 | 11.813 | 11.3225 | 10.7709 | 10.1404 | 9.4324 | 8.664 | 7.8925 | 6.9943 | 6.2883 | 5.3504 | 3.4575 | -1.0567 | -3.6881 | -3.9728
POLMONT | 11 | GRANGEMOUTH | 292087.733 | 679073.024 | 13.2951 | 13.2699 | 12.6922 | 12.0935 | 11.4513 | 10.7351 | 9.9637 | 9.201 | 8.3952 | 7.6648 | 6.7853 | 4.9668 | 0.72339 | -1.542 | -2.644
POLTONHALL | 11 | KAIMES | 330067.976 | 665327.261 | 3.5505 | 3.549 | 3.2583 | 2.8751 | 2.5402 | 2.1411 | 1.7081 | 1.2183 | 0.54567 | 0.093945 | -0.42231 | -1.4729 | -4.4913 | -6.6499 | -7.599
PORT GLASGOW | 11 | DEVOL MOOR | 233459.097 | 673490.172 | 5.6504 | 5.6033 | 5.3512 | 5.0323 | 4.6568 | 4.2381 | 3.7892 | 3.3151 | 2.7401 | 2.3302 | 1.7276 | 0.54665 | -2.3037 | -4.2155 | -4.0722
PORTOBELLO | 11 | PORTOBELLO | 330051 | 674321 | 16.8066 | 16.5158 | 15.1408 | 15.3097 | 14.2798 | 9.0324 | 6.4837 | 3.6841 | 0.46771 | -2.1728 | -5.9044 | -12.892 | -29.0325 | -36.8008 | -35.768
PRESTONPANS | 11 | COCKENZIE | 339852.1635 | 675123.1188 | 14.7171 | 14.4725 | 13.6996 | 12.6764 | 11.6336 | 10.5445 | 9.3089 | 7.8917 | 6.2356 | 4.9334 | 3.3945 | 0.44014 | -5.8098 | -9.1975 | -10.2203
PYRAMID | 11 | BATHGATE | 299412.0046 | 667500.5957 | 16.5443 | 16.5377 | 16.3321 | 16.1193 | 15.9011 | 15.6996 | 15.5067 | 15.3494 | 15.0583 | 14.8506 | 14.532 | 13.9043 | 12.2191 | 11.2883 | 11.1783
QUEENS DRIVE | 11 | KILMARNOCK TOWN | 243214.996 | 637194.056 | 15.218 | 15.1656 | 14.7929 | 14.2969 | 13.8257 | 13.3359 | 12.801 | 12.2765 | 11.515 | 10.9971 | 10.2647 | 8.7701 | 4.7163 | 2.1342 | 1.5973
QUEENSWAY | 11 | GLENROTHES | 327735.542 | 701353.992 | 11.6478 | 11.5776 | 11.2176 | 10.8 | 10.3909 | 9.9737 | 9.5393 | 9.0906 | 8.6028 | 8.214 | 7.7477 | 6.7953 | 4.5697 | 3.1393 | 2.8011
RADNOR PARK | 11 | KILBOWIE 33 | 249611.545 | 671549.355 | 14.2636 | 14.2948 | 14.0578 | 13.7061 | 13.4665 | 13.1974 | 12.8811 | 12.5684 | 12.0797 | 11.7772 | 11.3668 | 10.4768 | 7.7277 | 6.0282 | 5.1749
RAITH | 11 | GLENNISTON | 327889.447 | 690681.076 | 16.3863 | 16.3289 | 15.9446 | 15.5254 | 15.04 | 14.5079 | 13.9603 | 13.3611 | 12.738 | 12.238 | 11.5956 | 10.4229 | 7.9322 | 6.7037 | 6.6337
RALSTON | 11 | CROOKSTON A | 251640.307 | 664133.303 | 8.7889 | 8.5947 | 8.0577 | 7.4172 | 6.8303 | 6.1591 | 5.4004 | 4.5685 | 3.5377 | 2.7362 | 1.6842 | -0.46852 | -6.4821 | -10.7254 | -10.8144
RANDOLPH LANE | 6.6 | DEWAR PLACE | 324547.109 | 673913.799 | 16.5304 | 16.5951 | 16.4872 | 16.3694 | 16.2504 | 16.1007 | 15.9751 | 15.8787 | 15.6801 | 15.5561 | 15.3143 | 14.7972 | 13.2042 | 12.3567 | 12.1381
RANDOLPH ROAD | 11 | PARTICK | 254895.079 | 667386.54 | 7.0835 | 7.1494 | 6.8689 | 6.4105 | 6.1005 | 5.8106 | 5.3946 | 5.0174 | 4.4317 | 3.9202 | 3.2257 | 1.7742 | -2.2756 | -4.6223 | -4.969
RANNOCH ROAD | 6.6 | SIGHTHILL | 320168.451 | 674073.391 | 12.5181 | 12.6146 | 12.5903 | 12.5027 | 12.422 | 12.3277 | 12.1942 | 12.0642 | 11.7957 | 11.6408 | 11.4441 | 11.0247 | 9.544 | 8.2367 | 7.5144
RAVENSPARK | 11 | SALTCOATS B | 231390.721 | 640406.966 | 13.1919 | 13.1188 | 12.754 | 12.2737 | 11.7833 | 11.2485 | 10.6933 | 10.0719 | 9.3099 | 8.8228 | 8.1205 | 6.7708 | 3.3108 | 1.0335 | 0.94512
REDHOUSE | 11 | REDHOUSE | 329017.581 | 695330.149 | 12.3591 | 12.3018 | 11.7945 | 11.2469 | 10.6477 | 10.0304 | 9.3877 | 8.7173 | 8.0189 | 7.5084 | 6.8809 | 5.6727 | 2.8529 | 1.1667 | 1.1785
RENFREW FERRY | 11 | BRAEHEAD PARK | 250957.014 | 668034.809 | 17.97 | 18.0759 | 17.3353 | 16.6133 | 15.9266 | 15.2006 | 14.4576 | 13.7897 | 12.8064 | 12.0846 | 11.0089 | 8.7557 | 2.4948 | -0.94419 | -2.2743
RIVERSIDE | 11 | KILMARNOCK SOUTH | 234456.879 | 637330.853 | 38.3785 | 38.3372 | 38.2761 | 37.9986 | 37.9082 | 37.7797 | 37.6233 | 37.4376 | 36.9278 | 36.711 | 36.4601 | 35.882 | 33.5605 | 31.6694 | 30.5875
ROSEBURN | 11 | SIGHTHILL | 322868.6617 | 673067.4177 | 16.2156 | 16.2342 | 16.1535 | 16.0473 | 35.9833 | 35.903 | 35.8454 | 35.7922 | 35.6292 | 35.542 | 35.4115 | 35.097 | 34.021 | 33.2991 | 33.0298
ROTTENROW | 11 | CHARLOTTE STREET | 259651.283 | 665538.377 | 8.8164 | 8.8932 | 8.6339 | 8.4682 | 8.2187 | 7.9974 | 7.8284 | 7.7609 | 7.5656 | 7.3986 | 6.9034 | 6.219 | 4.0373 | 3.2178 | 3.4844
ROTTENROW B | 11 | CHARLOTTE STREET | 259633.9218 | 665543.0972 | 15.9553 | 15.9882 | 15.8594 | 15.7825 | 15.6571 | 15.547 | 15.4647 | 15.4514 | 15.3487 | 15.2755 | 15.016 | 14.6734 | 13.5094 | 13.0534 | 13.1503
S&N BREWERIES VIEWFORTH | 11 | GORGIE | 324261.726 | 672692.622 | 14.7087 | 14.8032 | 14.6929 | 14.5134 | 14.4099 | 14.2957 | 14.1967 | 14.1217 | 13.8069 | 13.6613 | 13.381 | 12.7852 | 10.5334 | 9.0946 | 8.6609
SALTCOATS MAIN | 11 | SALTCOATS A | 224065.702 | 642681.065 | 22.2671 | 22.1961 | 21.5926 | 20.9398 | 20.1617 | 19.3106 | 18.4055 | 17.4008 | 16.3356 | 15.5566 | 14.5647 | 12.7193 | 8.4963 | 5.9038 | 5.8451
SAUCHIE | 11 | DEVONSIDE | 288608.246 | 694107.478 | 16.8845 | 16.8117 | 16.4297 | 15.7973 | 15.3267 | 14.8061 | 14.2207 | 13.6108 | 12.7137 | 12.1819 | 11.6173 | 10.4093 | 6.8868 | 4.104 | 2.8569
SAUGHTON ROAD NORTH | 6.6 | SIGHTHILL | 320225.127 | 672161.82 | 15.9196 | 15.9326 | 15.7339 | 15.4183 | 15.1446 | 14.852 | 14.5059 | 14.1461 | 13.6248 | 13.196 | 12.6987 | 11.6573 | 8.6675 | 6.7947 | 6.3749
SELKIRK | 11 | GALASHIELS | 347260.144 | 629467.574 | 4.6354 | 4.5929 | 4.2412 | 3.9012 | 3.5081 | 3.0819 | 2.6626 | 2.1944 | 1.7814 | 1.4627 | 1.1178 | 0.49089 | -0.70251 | -1.4115 | -1.6469
SHAWPARK STREET | 11 | KILLERMONT | 257097.963 | 668628.439 | 9.3065 | 9.4109 | 9.2465 | 8.9218 | 8.7868 | 8.622 | 8.4715 | 8.3429 | 7.7644 | 7.5398 | 7.1462 | 6.2674 | 2.7776 | 0.42062 | -0.48188
SHERWOOD | 11 | PAISLEY | 249270.37 | 664545.838 | 16.1165 | 16.1277 | 15.8805 | 15.6087 | 15.3363 | 15.0464 | 14.7599 | 14.4898 | 14.1163 | 13.8344 | 13.4407 | 12.6301 | 10.4179 | 9.0727 | 8.4378
SHOTTS | 11 | NEWARTHILL | 287948.949 | 660158.187 | 14.346 | 14.28 | 13.5542 | 12.8932 | 12.0664 | 11.2511 | 10.3881 | 9.3604 | 8.5488 | 8.0033 | 7.345 | 6.2752 | 3.9122 | 3.1187 | 3.131
SIGHTHILL FARM | 11 | SIGHTHILL | 319478.097 | 670777.252 | 6.7829 | 6.8156 | 6.4547 | 6.1432 | 5.8166 | 5.5026 | 5.2545 | 5.0569 | 4.6724 | 4.3964 | 3.9356 | 2.9734 | 0.27633 | -0.99202 | -0.9894
SORBIE | 11 | NEWTON STEWART | 241911.399 | 545772.868 | 5.0843 | 5.0475 | 4.8194 | 4.569 | 4.2904 | 4.0037 | 3.6972 | 3.3868 | 3.0561 | 2.7634 | 2.3973 | 1.6564 | 0.073044 | -0.71287 | -0.78013
SOUTH GYLE | 11 | SIGHTHILL | 318174.546 | 672033.362 | 12.904 | 12.9462 | 12.7007 | 12.5659 | 12.4003 | 12.2343 | 12.1643 | 12.1532 | 12.0508 | 11.9136 | 11.6151 | 10.9956 | 9.1386 | 8.2002 | 8.3117
SOUTH QUEENSFERRY | 11 | BROXBURN | 313023.241 | 677666.566 | 14.7309 | 14.7283 | 14.2458 | 13.7552 | 13.1962 | 12.5708 | 11.8885 | 11.1262 | 10.2997 | 9.6848 | 9.0022 | 7.659 | 4.4338 | 2.3368 | 1.5542
SOUTHFIELD | 11 | WESTFIELD | 326136.37 | 699340.856 | 14.6849 | 14.6928 | 14.542 | 14.4382 | 14.3114 | 14.2129 | 14.1496 | 14.1222 | 14.0484 | 13.9809 | 13.8159 | 13.4895 | 12.6027 | 12.33 | 12.491
SPOTT ROAD | 11 | DUNBAR B | 368352.109 | 678007.379 | 6.1485 | 6.0739 | 5.8023 | 5.5269 | 5.2037 | 4.8685 | 4.516 | 4.1286 | 3.7534 | 3.4392 | 3.052 | 2.301 | 0.67665 | -0.17086 | -0.26245
ST VINCENT CRESCENT | 11 | FINNIESTON | 257019.3904 | 665727.0868 | 13.0037 | 13.0648 | 12.8774 | 12.7662 | 12.6061 | 12.4545 | 12.3601 | 12.3453 | 12.1925 | 12.0931 | 11.834 | 11.2956 | 9.6997 | 9.0534 | 9.1838
ST. ANDREWS | 11 | CUPAR | 350320 | 715560 | 4.421 | 5.3173 | 6.127 | 5.2876 | 32.9707 | 31.9436 | 30.8961 | 29.7554 | 28.5719 | 27.7481 | 26.761 | 24.9821 | 21.3896 | 19.2598 | 18.8783
ST. ANDREWS CROSS | 6.6 | ST. ANDREWS CROSS | 258554.101 | 663513.503 | 15.8619 | 15.796 | 15.5078 | 15.1536 | 14.8151 | 14.5051 | 14.1307 | 13.7574 | 13.5095 | 13.1599 | 12.7509 | 11.835 | 9.6627 | 8.6073 | 8.3695
ST. BOSWELLS | 11 | GALASHIELS | 358604.894 | 630593.88 | 3.4887 | 3.4698 | 3.2457 | 2.9336 | 2.6241 | 2.2836 | 1.893 | 1.4714 | 1.0033 | 0.62064 | 0.24487 | -0.56205 | -2.5472 | -4.2947 | -4.7225
ST. JAMES CENTRE | 11 | SHRUBHILL | 325882.8209 | 674305.5444 | 13.5838 | 13.6305 | 13.3984 | 13.2511 | 13.0679 | 12.8997 | 12.7801 | 12.7307 | 12.5991 | 12.4861 | 12.2176 | 11.6794 | 10.1313 | 9.4882 | 9.5759
ST. NINIANS | 11 | STIRLING | 279936.553 | 691353.54 | 4.6248 | 5.1606 | 5.3787 | 2.8059 | 5.9055 | 4.697 | 3.3233 | 1.8066 | 0.16591 | -1.2018 | -2.8304 | -5.864 | -11.9067 | -14.9392 | -15.3446
STEPFORD | 11 | EASTERHOUSE | 266807.787 | 664954.453 | 14.2946 | 14.2682 | 14.013 | 13.7043 | 13.3792 | 13.0381 | 12.6953 | 12.3399 | 11.9555 | 11.6219 | 11.1247 | 10.1251 | 7.5845 | 6.2311 | 6.2144
STEVENSTON | 11 | SALTCOATS A | 227013.689 | 642059.349 | 8.1333 | 8.0826 | 7.455 | 6.8294 | 6.0612 | 5.2842 | 4.4675 | 3.603 | 2.8219 | 2.1866 | 1.2813 | -0.45065 | -4.2605 | -6.2974 | -6.0134
STEWARTON | 11 | KILMARNOCK TOWN | 239918.343 | 645365.324 | 9.6497 | 9.599 | 9.1725 | 8.7158 | 8.1966 | 7.6276 | 7.0275 | 6.4182 | 5.7469 | 5.1847 | 4.4961 | 3.1212 | -0.17232 | -2.1185 | -2.4009
STIRLING | 11 | STIRLING | 280802.8872 | 693278.882 | 15.5652 | 15.5878 | 15.4115 | 15.2684 | 15.1036 | 14.9551 | 14.8325 | 14.7556 | 14.5583 | 14.4334 | 14.144 | 13.6246 | 12.0137 | 11.207 | 11.2413
STIRLING UNIVERSITY | 11 | STIRLING | 281125.782 | 696008.701 | 11.0152 | 11.0089 | 10.6477 | 10.3005 | 9.906 | 9.4706 | 8.7116 | 8.0029 | 7.2056 | 6.5136 | 5.6874 | 4.0704 | 0.81105 | -1.0614 | -1.3848
STONEHOUSE | 11 | WISHAW | 275577.919 | 646480.612 | 2.6613 | 9.0178 | 9.0402 | 8.3297 | 8.045 | 7.7258 | 7.3762 | 6.9993 | 6.6657 | 6.3447 | 5.9296 | 5.1019 | 3.2631 | 2.1737 | 1.5618
STRANRAER | 11 | GLENLUCE | 206892 | 560120 | 2.94 | 3.5598 | 2.486 | 2.0359 | 9.2954 | 8.7108 | 8.1106 | 7.4942 | 6.7361 | 6.1424 | 5.2823 | 3.6864 | -0.10503 | -1.9576 | -2.0571
STRATHAVEN | 11 | STRATHAVEN | 270293.432 | 644642.094 | 13.0444 | 12.9133 | 12.0917 | 11.2968 | 10.3113 | 9.3501 | 8.3318 | 7.0641 | 6.0001 | 5.3068 | 4.5397 | 3.377 | 1.4425 | 0.31682 | 0.017298
STRATHLEVEN | 11 | STRATHLEVEN | 240228.944 | 677178.855 | 13.2631 | 13.2115 | 3.2089 | 2.7203 | 2.1954 | 1.6367 | 1.0476 | 0.46044 | -0.27635 | -0.81748 | -1.5979 | -3.1736 | -7.1088 | -9.4294 | -9.6165
SYMINGTON | 11 | LINNMILL | 298820.032 | 635900.344 | 4.3183 | 4.334 | 4.7068 | 4.5138 | 4.3145 | 4.1104 | 3.8811 | 3.6364 | 3.3691 | 3.144 | 2.8679 | 2.3145 | 0.93207 | 0.11993 | 0.14648
TELFORD ROAD | 11 | TELFORD ROAD | 322472.2119 | 674987.8299 | 14.1462 | 14.1467 | 13.8371 | 13.5178 | 13.2018 | 12.8737 | 12.5583 | 12.2548 | 11.8077 | 11.4615 | 10.9683 | 9.9557 | 7.1845 | 5.6849 | 5.2208
THISTLE COURT | 6.6 | DEWAR PLACE | 325419.659 | 674134.951 | 8.0958 | 8.2548 | 8.3141 | 8.3667 | 8.4093 | 8.2444 | 8.2722 | 8.2767 | 8.2718 | 8.2689 | 8.243 | 8.2147 | 8.1075 | 7.6787 | 7.0906
TONGLAND DISTRIBUTION | 11 | TONGLAND DISTRIBUTION | 269503.143 | 553558.881 | 8.1187 | 8.0994 | 7.8489 | 7.5679 | 7.269 | 6.9459 | 6.6159 | 6.2903 | 5.8814 | 5.5582 | 5.1215 | 4.2709 | 2.1089 | 0.8792 | 0.71357
TORNESS | 11 | DUNBAR B | 374427.1 | 674923.23 | 6.425 | 6.3129 | 6.0322 | 5.7405 | 5.4267 | 5.172 | 4.9049 | 4.6045 | 4.3583 | 4.1659 | 3.9913 | 3.6769 | 3.2996 | 3.4946 | 3.8362
TOWERS ROAD | 11 | NEWARTHILL | 278332.007 | 665689.922 | 10.2322 | 9.9977 | 8.7529 | 7.4532 | 5.9272 | 4.3474 | 2.6066 | 0.5381 | -1.2555 | -2.6 | -4.189 | -6.9221 | -12.0945 | -14.4739 | -14.7403
TOWNHILL | 11 | DUNFERMLINE | 309927.935 | 689478.786 | 10.1963 | 10.1525 | 9.6352 | 9.0682 | 8.5076 | 7.9237 | 7.3114 | 6.6538 | 5.9287 | 5.421 | 4.8159 | 3.589 | 0.41649 | -1.6582 | -1.9484
TRANENT | 11 | COCKENZIE | 339687.9688 | 672792.8107 | 6.9367 | 6.8837 | 5.366 | 5.0383 | 0.033941 | -0.8313 | -1.7501 | -2.7126 | -3.8971 | -4.7727 | -5.8901 | -8.1204 | -13.7384 | -17.1686 | -17.9834
TROON | 11 | KILMARNOCK TOWN | 233083.6648 | 631411.3028 | 3.3576 | 3.7357 | 3.4218 | 1.5464 | 4.6813 | 3.4989 | 2.3605 | 1.0687 | -0.24065 | -1.1575 | -2.218 | -4.1383 | -8.2906 | -10.7495 | -11.5822
UDDINGSTON | 11 | WESTBURN ROAD (CLYDE'S MILL) | 269788.736 | 660401.968 | 10.9625 | 10.8136 | 9.7177 | 8.7073 | 7.5109 | 6.3197 | 5.0853 | 3.5887 | 2.1841 | 1.2606 | 0.21147 | -1.5867 | -5.2568 | -7.5196 | -8.4682
UNDERWOOD | 11 | ELDERSLIE | 247798.526 | 664287.903 | 4.7003 | 4.6961 | 4.1475 | 3.5031 | 2.9336 | 2.4127 | 1.8789 | 1.3298 | 0.61206 | 0.051625 | -0.70431 | -2.3437 | -6.9743 | -9.5783 | -10.2566
VIRGINIA STREET | 11 | CHARLOTTE STREET | 259302.081 | 665177.915 | 7.9657 | 8.045 | 7.8329 | 7.7165 | 7.5173 | 7.338 | 7.2044 | 7.164 | 7.027 | 6.9041 | 6.4915 | 5.9557 | 4.1711 | 3.4922 | 3.6909
WADDELL STREET | 11 | ST. ANDREWS CROSS | 259612.654 | 663876.729 | 8.9702 | 9.0492 | 8.8398 | 8.7327 | 8.5449 | 8.3876 | 8.2649 | 8.2405 | 8.102 | 7.9845 | 7.6118 | 7.0878 | 5.3923 | 4.7227 | 4.9006
WAROUT ROAD | 11 | GLENROTHES | 327228.545 | 700390.186 | 1.4416 | 1.6146 | 1.6219 | 0.13563 | -0.30448 | -0.77589 | -1.2793 | -1.8245 | -2.6601 | -3.1348 | -3.7543 | -4.9663 | -8.5457 | -11.0176 | -11.8413
WATLING STREET | 11 | WISHAW | 273960.028 | 658303.9844 | 11.0006 | 10.8011 | 9.893 | 8.8709 | 7.6746 | 6.4591 | 5.1013 | 3.4358 | 1.7661 | 0.66481 | -0.62612 | -2.7316 | -6.3799 | -7.9902 | -8.0941
WEST CALDER | 11 | LIVINGSTON EAST | 301084.521 | 662861.057 | 2.8548 | 2.805 | 2.5167 | 2.1511 | 1.726 | 1.2662 | 0.74469 | 0.1836 | -0.4419 | -0.98726 | -1.6393 | -2.8826 | -5.1838 | -6.2721 | -6.1594
WEST GEORGE STREET | 11 | WEST GEORGE STREET | 258333.7737 | 665640.2753 | 9.0502 | 9.1292 | 8.924 | 8.8095 | 8.6345 | 8.4629 | 8.3458 | 8.3178 | 8.1859 | 8.0664 | 7.6873 | 7.191 | 5.5176 | 4.8891 | 5.0462
WEST LINTON | 11 | KAIMES | 316152.1847 | 652622.398 | 5.554 | 5.4617 | 5.2471 | 5.1004 | 4.8494 | 4.6122 | 4.341 | 4.0905 | 3.7488 | 3.4375 | 3.235 | 2.6426 | 1.1837 | -0.36225 | -1.0176
WESTBURN ROAD | 11 | WESTBURN ROAD (CLYDE'S MILL) | 265346.313 | 660834.734 | 25.8125 | 25.7793 | 25.1681 | 24.5535 | 23.8817 | 23.153 | 22.3985 | 21.6245 | 20.6259 | 19.8686 | 18.9324 | 17.0456 | 12.1878 | 9.163 | 8.2006
WESTERTON | 11 | DRUMCHAPEL | 254314.218 | 670771.106 | 7.635 | 7.6655 | 7.2072 | 6.6772 | 6.1525 | 5.5553 | 4.928 | 4.2892 | 3.4203 | 2.7716 | 1.9088 | 0.15494 | -4.5377 | -7.3685 | -8.0836
WESTFIELD AVE | 11 | HAGGS ROAD | 260489.435 | 661271.296 | 11.179 | 11.1764 | 10.8419 | 10.4376 | 10.0541 | 9.6801 | 9.2662 | 8.8757 | 8.3501 | 7.8782 | 7.3005 | 6.0446 | 2.7411 | 0.88263 | 0.37178
WESTWOOD | 11 | EAST KILBRIDE | 261934.8754 | 652780.226 | 17.4147 | 17.3117 | 16.4947 | 15.7548 | 14.82 | 13.8736 | 12.8582 | 11.5594 | 10.4705 | 9.7817 | 9.087 | 8.0428 | 6.4192 | 5.1542 | 4.4075
WHITCHESTER | 11 | ECCLES | 371282.384 | 658170.064 | 4.0308 | 4.0306 | 3.9967 | 3.9584 | 3.9161 | 3.8817 | 3.8374 | 3.7983 | 3.7576 | 3.7189 | 3.6771 | 3.5758 | 3.3138 | 3.1523 | 3.1567
WHITLAWBURN | 11 | WESTBURN ROAD (CLYDE'S MILL) | 264009.423 | 659347.403 | 21.3092 | 21.1437 | 19.8095 | 18.5085 | 16.9539 | 15.3293 | 13.6097 | 11.6205 | 9.6416 | 8.2964 | 6.7056 | 3.8776 | -2.0822 | -5.7433 | -6.6012
WHOLEFLATS | 11 | GRANGEMOUTH | 294451.301 | 680473.126 | 9.7697 | 9.7617 | 9.4557 | 9.1202 | 8.7592 | 8.4105 | 8.0549 | 7.7158 | 7.2841 | 6.8887 | 6.3412 | 5.3289 | 3.0646 | 2.008 | 2.2848
WILLIAM STREET | 11 | DEWAR PLACE | 324255.41 | 673536.718 | 17.2979 | 17.2705 | 17.1467 | 17.0947 | 16.9479 | 16.8364 | 16.6769 | 16.5581 | 16.3651 | 16.2164 | 16.1513 | 15.8903 | 15.1614 | 14.0554 | 13.5524
WOODEND | 11 | HELENSBURGH | 229101.515 | 683718.176 | 4.5308 | 4.4968 | 4.247 | 3.9187 | 3.6095 | 3.2634 | 2.877 | 2.4659 | 1.9467 | 1.5848 | 1.1474 | 0.29099 | -1.9547 | -3.3632 | -3.67
WOODISLE | 11 | EASTERHOUSE | 266183.052 | 672994.409 | 14.1062 | 14.0597 | 13.5115 | 12.9192 | 12.262 | 11.5025 | 10.677 | 9.7963 | 8.7983 | 7.9654 | 6.9731 | 4.9822 | 0.19892 | -2.7526 | -3.6202
WOODSIDE | 11 | COATBRIDGE | 271929.912 | 663916.72 | 15.1936 | 15.1362 | 14.876 | 14.4856 | 14.0704 | 13.612 | 13.0872 | 12.4911 | 11.7087 | 11.1231 | 10.3341 | 8.8375 | 5.0925 | 3.4077 | 3.1534
YAIR BRIDGE | 22 | GALASHIELS | 346836.296 | 632270.467 | 5.4302 | 5.4376 | 13.4467 | 13.4525 | 13.437 | 13.4193 | 13.4032 | 13.3737 | 13.3514 | 13.3315 | 13.302 | 13.2469 | 13.1285 | 13.0024 | 12.8838
YETHOLM | 11 | ECCLES | 382238.877 | 628078.659 | 4.3409 | 4.3326 | 4.2774 | 4.2172 | 4.1495 | 4.0767 | 3.992 | 3.9123 | 3.8066 | 3.7369 | 3.6422 | 3.4729 | 3.0588 | 2.7913 | 2.715
YOKER FERRY ROAD | 11 | DRUMCHAPEL | 251265.201 | 668619.159 | 8.2592 | 8.2672 | 7.7105 | 7.0395 | 6.4477 | 5.8448 | 5.2161 | 4.6242 | 3.7765 | 3.1028 | 2.1827 | 0.22134 | -5.1317 | -8.0452 | -9.0839
ZETLAND PARK | 11 | GRANGEMOUTH | 292872.099 | 681153.554 | 19.1441 | 19.0621 | 18.7386 | 18.379 | 18.0074 | 17.6795 | 17.3074 | 16.8823 | 16.4108 | 16.0477 | 15.629 | 14.8082 | 12.7867 | 11.5854 | 11.1379

## Low Scenario (Demand)
Demand Headroom (MW)
Return to Contents |  |  | Substation Location |  | Low Scenario
Substation Name | Voltage (kV) | Grid Supply Point | Easting | Northing | 2022/23 | 2023/24 | 2024/25 | 2025/26 | 2026/27 | 2027/28 | 2028/29 | 2029/30 | 2030/31 | 2031/32 | 2032/33 | 2035 | 2040 | 2045 | 2050
ABBEYLANDS ROAD | 11 | KILBOWIE 33 | 250627.663 | 672976.434 | 7.7623 | 7.7917 | 7.8109 | 7.7273 | 7.6263 | 7.4638 | 7.4331 | 7.4049 | 7.3508 | 7.2764 | 7.1815 | 7.0106 | 6.3307 | 5.6468 | 5.4421
ABRONHILL | 11 | CUMBERNAULD | 278722.75 | 675616.923 | 21.5098 | 21.5016 | 21.4194 | 21.207 | 21.0249 | 20.8802 | 20.7425 | 20.5967 | 20.4463 | 20.229 | 19.9602 | 19.4569 | 17.8645 | 16.9545 | 16.6898
ADMIRAL STREET | 6.6 | ST. ANDREWS CROSS | 257470 | 664360 | 9.2036 | 9.4871 | 9.521 | 8.8993 | 8.4166 | 7.9548 | 7.6961 | 7.4606 | 7.1652 | 6.9606 | 6.5823 | 5.8121 | 3.8626 | 2.6723 | 2.6446
AIRDRIE | 11 | COATBRIDGE | 276005.377 | 665357.364 | 11.2631 | 11.26 | 11.1797 | 10.5448 | 10.2388 | 9.8374 | 9.4197 | 8.9972 | 8.4236 | 7.7475 | 6.9123 | 5.099 | 0.91245 | -0.78631 | -1.9505
ALLANBANK | 11 | NEWARTHILL | 284841.084 | 657420.185 | 17.4718 | 17.4594 | 17.4788 | 17.0257 | 16.807 | 16.5486 | 16.3345 | 16.0925 | 15.7989 | 15.4559 | 15.0643 | 14.2256 | 11.564 | 9.4644 | 8.8368
ALMONDVALE | 11 | LIVINGSTON EAST | 305553.961 | 666564.265 | 12.3518 | 12.6279 | 12.5937 | 11.8214 | 11.4969 | 11.191 | 10.8694 | 10.597 | 10.1994 | 9.7177 | 9.129 | 7.9531 | 4.4648 | 2.3281 | 0.48492
ANNAN | 11 | CHAPELCROSS | 319945.563 | 567343.91 | 13.0108 | 13.1554 | 13.163 | 12.5552 | 12.3473 | 12.0541 | 11.8527 | 11.6694 | 11.37 | 10.9995 | 10.5324 | 9.4615 | 6.4797 | 4.5462 | 3.8509
ANSTRUTHER | 11 | LEVEN | 356383.016 | 703675.175 | 3.3864 | 3.2143 | 2.8745 | 2.5336 | 2.1788 | 1.4884 | 0.97824 | 0.30946 | -0.37311 | -1.1001 | -1.8893 | -3.377 | -6.568 | -8.1729 | -8.9415
ARCHERHILL ROAD | 11 | DRUMCHAPEL | 253543.8942 | 669266.5706 | 8.263 | 8.4776 | 8.6854 | 8.1362 | 7.6776 | 7.0417 | 6.7163 | 6.4218 | 5.8138 | 5.2293 | 4.5121 | 2.8231 | -1.7018 | -3.6505 | -3.7118
ARDGOUR DRIVE | 11 | JOHNSTONE | 243193.272 | 664147.552 | 7.8579 | 7.8296 | 7.7048 | 7.1108 | 6.7842 | 6.354 | 6.0453 | 5.7391 | 5.3208 | 4.78 | 4.1259 | 2.7061 | -0.53875 | -1.9089 | -1.9188
ARMADALE | 11 | BATHGATE | 294104.186 | 668090.535 | 11.1548 | 11.381 | 11.4724 | 10.6809 | 10.3369 | 9.9927 | 9.7074 | 9.4215 | 8.9688 | 8.3838 | 7.6597 | 5.943 | 1.5366 | -0.70715 | -1.0229
ASHGROVE STREET | 11 | DALMARNOCK | 261474.041 | 662867.449 | 6.9209 | 7.4805 | 7.6757 | 7.1486 | 6.7661 | 6.4511 | 6.3692 | 5.9655 | 5.5795 | 5.3462 | 5.0668 | 4.5164 | 3.1144 | 2.5619 | 2.6949
AUCHNEEL | 11 | GLENLUCE | 203380.733 | 561634.223 | 3.8865 | 3.8915 | 3.8451 | 3.6286 | 3.4833 | 3.2972 | 3.1577 | 3.0043 | 2.8131 | 2.6105 | 2.3773 | 1.85 | 0.30269 | -0.58756 | -0.8628
AUCHTERMUCHTY | 11 | CUPAR | 323151.984 | 711519.316 | 6.1469 | 6.1021 | 5.8976 | 5.6669 | 5.4059 | 5.1364 | 4.8876 | 4.5992 | 4.2608 | 3.9178 | 3.5323 | 2.7384 | 1.2405 | 0.24075 | -0.17153
AURS ROAD | 11 | CROOKSTON B | 250690 | 659100 | 15.3629 | 15.3525 | 15.2832 | 14.7078 | 14.4019 | 14.0388 | 13.7115 | 13.3285 | 12.8218 | 12.1946 | 11.4466 | 9.823 | 5.7575 | 3.8182 | 2.5195
AVENUE END ROAD | 11 | EASTERHOUSE | 264815.531 | 667555.951 | 18.065 | 17.9141 | 17.7529 | 17.5224 | 17.2245 | 16.8289 | 16.3541 | 15.876 | 15.2864 | 14.4873 | 13.5058 | 11.2108 | 6.0273 | 3.9808 | 3.7954
AYTON | 11 | BERWICK | 392062.407 | 660576.39 | 1.4847 | 2.4578 | 6.2482 | 5.2052 | 4.9267 | 4.6939 | 4.5 | 4.3129 | 4.1314 | 3.8575 | 3.5789 | 3.0434 | 1.5818 | 0.77227 | 0.47766
BAILLIESTON | 11 | WESTBURN ROAD (CLYDE'S MILL) | 267910 | 663290 | 7.0141 | 6.9977 | 6.8677 | 6.1768 | 5.8606 | 5.4038 | 5.0339 | 4.6429 | 4.0064 | 3.2889 | 2.4071 | 0.35492 | -4.8863 | -7.5438 | -7.9424
BAKER STREET | 11 | DEVOL MOOR | 228325.823 | 675631.277 | 13.4872 | 13.6674 | 13.6558 | 13.1355 | 12.9699 | 12.7474 | 12.6597 | 12.5904 | 12.4319 | 12.284 | 12.0412 | 11.5739 | 10.2782 | 9.0352 | 8.6185
BALGREEN | 11 | SIGHTHILL | 321867.631 | 672625.378 | 16.3087 | 16.2701 | 16.1171 | 15.9651 | 35.806 | 35.5895 | 35.3624 | 35.096 | 34.6973 | 34.2564 | 33.7145 | 32.4477 | 29.3318 | 28.1938 | 28.2927
BALLOCH | 11 | STRATHLEVEN | 239188.9912 | 681197.131 | 10.7833 | 10.7903 | 10.5922 | 10.105 | 9.7695 | 9.3322 | 8.9854 | 8.5722 | 8.0798 | 7.5242 | 6.8763 | 5.5415 | 2.8858 | 1.4932 | 1.2431
BALMORE | 11 | KILLERMONT | 259907.163 | 673535.919 | 13.6721 | 13.7913 | 13.8425 | 13.1876 | 12.7519 | 12.3759 | 12.0553 | 11.7008 | 11.2854 | 10.7783 | 10.1324 | 8.8376 | 5.816 | 4.5122 | 3.2626
BARNTON GROVE | 11 | SIGHTHILL | 318715.464 | 675054.687 | 16.6751 | 16.673 | 16.5467 | 16.4392 | 16.3393 | 16.2047 | 16.0915 | 15.9589 | 15.788 | 15.5653 | 15.2826 | 14.6172 | 12.898 | 11.982 | 11.8462
BARNTON QUARRY | 6.6 | SIGHTHILL | 320097.075 | 674956.678 | 17.7858 | 17.8657 | 17.9506 | 17.5979 | 17.3517 | 17.1722 | 17.031 | 16.8626 | 16.5927 | 16.3072 | 15.9504 | 15.1102 | 13.0931 | 12.3427 | 12.6417
BARRHEAD | 11 | CROOKSTON B | 250406.666 | 659822.989 | 14.5937 | 14.5074 | 14.2324 | 13.8766 | 13.6394 | 13.3529 | 13.1255 | 12.8516 | 12.4974 | 12.0591 | 11.5296 | 10.3502 | 7.3168 | 5.6562 | 4.0356
BARRHILL | 11 | GLENLUCE | 210706.948 | 544373.807 | 8.582 | 8.5597 | 8.4676 | 8.3408 | 8.2243 | 8.1203 | 7.9991 | 7.8613 | 7.7268 | 7.6117 | 7.4728 | 7.204 | 6.5999 | 6.1723 | 5.978
BARTERHOLM | 11 | PAISLEY | 248648.016 | 662757.152 | 11.6555 | 11.6508 | 11.5509 | 11.0579 | 10.8095 | 10.4917 | 10.2325 | 9.98 | 9.6285 | 9.187 | 8.6669 | 7.5153 | 4.5216 | 2.5641 | 1.0043
BELHAVEN FORTH | 11 | DUNBAR A | 366657.81 | 678127.272 | 5.9098 | 5.8282 | 5.6028 | 5.474 | 5.2668 | 5.0299 | 4.8233 | 4.5831 | 4.309 | 4.0284 | 3.7227 | 3.1257 | 2.0348 | 1.4976 | 1.051
BELHAVEN WEST | 11 | WISHAW | 279137.466 | 655246.218 | 11.1891 | 11.1962 | 11.1282 | 10.6332 | 10.4483 | 10.1417 | 9.8825 | 9.6116 | 9.1446 | 8.6359 | 7.995 | 6.4807 | 2.5511 | 0.60793 | 0.097541
BELLSHILL (PRIMARY) | 11 | NEWARTHILL | 273441.482 | 660541.095 | 11.8106 | 11.6934 | 11.2377 | 10.691 | 10.2371 | 9.6689 | 9.1055 | 8.3329 | 7.2871 | 6.5502 | 5.7797 | 4.6587 | 2.3982 | 1.1509 | 0.6666
BERRYHILL ROAD | 11 | GIFFNOCK | 255905.112 | 658491.185 | 10.9656 | 10.7527 | 10.596 | 10.3391 | 10.1061 | 9.831 | 9.4699 | 9.0293 | 8.4019 | 7.79 | 7.073 | 5.446 | 1.8351 | 0.33575 | 0.30606
BIGGAR | 11 | LINNMILL | 304111.234 | 637546.286 | 4.3331 | 4.2586 | 4.065 | 3.7813 | 3.4192 | 3.0593 | 2.8706 | 2.6415 | 2.324 | 1.8296 | 1.2323 | -0.28558 | -3.8643 | -5.3283 | -5.7376
BIRRELL STREET WYND | 11 | REDHOUSE | 328814.184 | 692685.812 | 9.0033 | 9.377 | 9.4378 | 8.9112 | 8.4405 | 7.9464 | 7.5827 | 7.3258 | 6.8973 | 6.5371 | 6.1265 | 5.3225 | 3.5126 | 2.6469 | 2.6428
BISHOP | 11 | EASTERHOUSE | 268704.235 | 665634.841 | 12.0364 | 12.1298 | 12.2999 | 11.8644 | 11.5716 | 11.391 | 11.2687 | 11.1495 | 11.0194 | 10.7204 | 10.3652 | 9.5018 | 7.0886 | 5.5967 | 5.2901
BISHOPBRIGGS | 11 | KILLERMONT | 260978.59 | 670303.459 | 7.6596 | 7.6201 | 7.4633 | 6.9339 | 6.6475 | 6.23 | 5.8898 | 5.5299 | 4.9316 | 4.242 | 3.3858 | 1.3784 | -3.7224 | -6.2421 | -6.4926
BLACKBURN | 11 | BATHGATE | 297905.928 | 665946.711 | 3.9366 | 4.0422 | 3.9684 | 3.6522 | 3.5328 | 3.3722 | 3.2836 | 3.1969 | 3.0326 | 2.8566 | 2.6246 | 1.954 | -0.27665 | -1.5093 | -2.3027
BLACKHALL PACKAGE | 11 | PAISLEY | 248944.968 | 663424.425 | 18.2251 | 18.2148 | 18.0815 | 17.7738 | 17.5732 | 17.3114 | 17.0682 | 16.8445 | 16.5312 | 16.1786 | 15.7159 | 14.7492 | 12.5486 | 11.4902 | 10.5315
BONESS KINNEIL | 11 | GRANGEMOUTH | 298959.649 | 681278.93 | 5.8218 | 5.763 | 5.639 | 5.2484 | 4.8403 | 4.5044 | 4.2229 | 3.8874 | 3.5259 | 3.0803 | 2.6286 | 1.7657 | 0.03115 | -0.89184 | -1.1442
BONNINGTON ROAD | 11 | SHRUBHILL | 326270.4329 | 675799.0006 | 10.396 | 10.9616 | 11.2375 | 10.7552 | 10.4741 | 10.2005 | 10.1394 | 9.7684 | 9.2981 | 9.0952 | 8.806 | 8.1811 | 6.3998 | 5.5695 | 5.6423
BOUNDARY STREET | 11 | DEVOL MOOR | 230980.355 | 674918.43 | 16.6098 | 16.677 | 16.668 | 16.3499 | 16.2248 | 16.0408 | 15.9203 | 15.8311 | 15.6777 | 15.4616 | 15.1669 | 14.5083 | 12.9574 | 12.0443 | 11.7851
BOWHILL | 11 | WESTFIELD | 321324.335 | 695797.18 | 2.8011 | 2.8825 | 3.0256 | 2.4417 | 2.1748 | 1.6954 | 1.4915 | 1.2255 | 0.84353 | 0.41885 | -0.059765 | -1.0763 | -3.9438 | -5.6616 | -5.8952
BRAIDWOOD | 11 | LINNMILL | 284728.213 | 648027.159 | 12.112 | 12.0035 | 11.5439 | 10.9516 | 10.3538 | 9.6336 | 8.8549 | 7.8816 | 6.9323 | 5.8523 | 4.6278 | 2.304 | -1.0292 | -1.3472 | -1.024
BROXBURN | 11 | BROXBURN | 307400.017 | 672045.726 | 16.2013 | 16.224 | 16.1886 | 15.5817 | 15.3581 | 15.0657 | 14.8044 | 14.5098 | 14.1267 | 13.6579 | 13.0638 | 11.6581 | 8.2207 | 6.7035 | 6.4925
BURGHLEE | 11 | KAIMES | 326860.596 | 665214.725 | 6.9276 | 7.0588 | 6.8239 | 6.1836 | 5.7003 | 5.161 | 4.7256 | 4.3387 | 3.8302 | 3.2716 | 2.5722 | 1.1317 | -2.9325 | -5.585 | -6.0277
BURNBANK | 11 | STRATHAVEN | 270167.2311 | 656095.4499 | 9.6193 | 9.7592 | 9.8496 | 9.0498 | 8.4138 | 8.0026 | 7.7268 | 7.4252 | 7.006 | 6.4291 | 5.7228 | 4.2355 | 0.012413 | -2.5713 | -4.9893
BURNFIELD | 11 | GIFFNOCK | 255283.085 | 659966.077 | 13.7337 | 13.711 | 13.5492 | 13.2481 | 13.047 | 12.7489 | 12.477 | 12.2054 | 11.7755 | 11.3009 | 10.6989 | 9.3637 | 6.3029 | 5.0321 | 4.7683
BURNSIDE | 11 | INVERKEITHING | 313183.304 | 683732.576 | 19.4633 | 19.414 | 19.2282 | 18.8614 | 18.6487 | 18.3977 | 18.1847 | 17.9236 | 17.5388 | 17.1604 | 16.7244 | 15.8038 | 12.982 | 10.9543 | 9.7338
BURNTISLAND | 11 | GLENNISTON | 322384.921 | 686636.261 | 18.0024 | 17.8482 | 17.6419 | 17.34 | 16.9804 | 16.5866 | 16.2041 | 15.7876 | 15.3116 | 14.7675 | 14.1721 | 12.9677 | 9.7805 | 7.5183 | 6.5455
BUSH ESTATE | 11 | KAIMES | 325343.5251 | 663499.2663 | 15.3045 | 15.7038 | 15.9763 | 15.7546 | 15.6544 | 15.6188 | 15.711 | 15.6461 | 15.4515 | 15.2775 | 15.0519 | 14.7144 | 14.1441 | 13.8615 | 13.9489
BYREHILL | 11 | SALTCOATS A | 229161.486 | 642567.766 | 16.7312 | 16.7429 | 16.6253 | 16.2151 | 16.0119 | 15.7665 | 15.5546 | 15.3331 | 14.9797 | 14.5932 | 14.1103 | 13.0729 | 10.3375 | 8.7381 | 7.6796
BYRES ROAD | 11 | FINNIESTON | 256770.319 | 667245.678 | 8.7551 | 9.287 | 9.6114 | 9.1327 | 8.7786 | 8.5467 | 8.4126 | 7.9805 | 7.3102 | 6.8367 | 6.4311 | 5.6595 | 3.6748 | 2.817 | 2.9446
CADDLEHILL | 11 | SPANGO VALLEY | 227006.0708 | 676188.2622 | 13.4657 | 13.4084 | 13.0534 | 12.634 | 12.2697 | 11.8485 | 11.5225 | 11.2099 | 10.777 | 10.2356 | 9.5945 | 8.2048 | 4.2438 | 1.2938 | -1.6932
CALAIS | 11 | DUNFERMLINE | 311912.639 | 687087.42 | 6.0886 | 6.3654 | 6.7878 | 8.2617 | 8.2472 | 3.913 | 3.3432 | 2.6427 | 1.6092 | 0.57097 | -0.68567 | -3.4497 | -9.8317 | -12.6288 | -12.8476
CALLENDAR | 11 | BAINSFORD | 289056.086 | 680237.144 | 9.5432 | 9.7678 | 9.8038 | 9.1845 | 8.6691 | 8.0977 | 7.5799 | 7.0584 | 6.57 | 6.0696 | 5.4558 | 4.2154 | 0.61663 | -1.5094 | -2.5316
CALTON ROAD | 11 | SHRUBHILL | 326128.1236 | 673955.8775 | 15.798 | 16.1192 | 16.2778 | 16.0053 | 15.819 | 15.7195 | 15.7311 | 15.6077 | 15.3729 | 15.1646 | 14.8879 | 14.6614 | 13.8446 | 13.2298 | 12.8504
CAMBUSLANG | 11 | DALMARNOCK | 263514.331 | 661339.515 | 17.939 | 17.9204 | 17.5353 | 17.1685 | 16.8107 | 16.4295 | 15.9973 | 15.3677 | 14.8783 | 14.5511 | 14.1791 | 13.6067 | 12.4814 | 11.7964 | 11.5041
CAMELON | 11 | BONNYBRIDGE | 286535.498 | 680078.219 | 12.0501 | 12.046 | 11.9871 | 11.5638 | 11.2734 | 10.9725 | 10.7249 | 10.4365 | 10.0092 | 9.5817 | 9.0616 | 7.9993 | 5.4028 | 4.3117 | 3.6363
CAMERON | 11 | BROXBURN | 305932.878 | 669609.961 | 8.19 | 8.5166 | 8.5628 | 7.7979 | 7.189 | 6.7889 | 6.6046 | 6.4708 | 6.1009 | 5.7485 | 5.3355 | 4.4209 | 1.4466 | -0.72832 | -1.8861
CARDONALD | 11 | GOVAN | 254235.167 | 664373.735 | 12.8242 | 12.9713 | 13.3154 | 12.9752 | 12.7519 | 12.477 | 12.293 | 11.8044 | 11.3686 | 11.0629 | 10.6783 | 9.833 | 7.5327 | 6.502 | 6.702
CARFIN | 11 | NEWARTHILL | 277274.491 | 658447.367 | 11.3523 | 11.3616 | 11.306 | 10.7325 | 10.5625 | 10.2814 | 10.0298 | 9.7569 | 9.2007 | 8.6627 | 8.0172 | 6.4655 | 2.2645 | -0.15022 | -0.74347
CARGENBRIDGE | 11 | DUMFRIES | 294510.922 | 574363.571 | 13.3787 | 13.3795 | 13.37 | 12.8829 | 12.615 | 12.3303 | 12.0235 | 11.7346 | 11.4694 | 11.1255 | 10.7214 | 9.9226 | 7.8597 | 6.6695 | 6.5594
CARMUNNOCK ROAD | 11 | CHARLOTTE STREET | 259033.165 | 660559.633 | 15.7327 | 15.7285 | 15.4882 | 15.3597 | 15.1862 | 14.9144 | 14.7122 | 14.4724 | 14.1693 | 13.7477 | 13.2639 | 12.1261 | 9.1422 | 7.196 | 6.1914
CARRON | 11 | BAINSFORD | 288060.047 | 682398.499 | 15.461 | 15.5933 | 15.7338 | 15.3528 | 14.9778 | 14.5596 | 14.3333 | 14.0598 | 13.6786 | 13.222 | 12.6627 | 11.4557 | 8.6111 | 7.707 | 8.0085
CARRUTHERSTOWN | 11 | DUMFRIES | 309625.3147 | 570239.5477 | 7.6234 | 7.6179 | 7.5575 | 7.4682 | 7.3857 | 7.2902 | 7.1791 | 7.064 | 6.959 | 6.8409 | 6.6898 | 6.4015 | 5.7401 | 5.2921 | 5.2219
CARSFAD HYDRO | 11 | CARSFAD HYDRO | 260542 | 585408 | 29.0237 | 28.9973 | 28.9883 | 28.9781 | 28.9673 | 28.9444 | 28.9354 | 28.9137 | 28.8936 | 28.8639 | 28.8299 | 28.7769 | 28.5755 | 28.4069 | 28.3087
CASTLANDHILL | 11 | INVERKEITHING | 312475.541 | 682770.263 | 0.96724 | 0.94087 | 1.1119 | 0.19382 | -0.32923 | -0.84839 | -1.4197 | -2.0018 | -2.664 | -3.3085 | -4.0488 | -5.3914 | -7.8701 | -9.8428 | -10.5824
CASTLE | 11 | GIFFNOCK | 255438.51 | 656118.256 | 2.1846 | 4.3132 | 3.7639 | 3.7825 | 5.5834 | 1.1366 | 1.0504 | 0.98023 | 0.85934 | 0.53011 | 0.096538 | -0.86514 | -3.2326 | -4.3468 | -4.3235
CASTLE DOUGLAS | 11 | TONGLAND | 277628.459 | 561979.07 | 3.3203 | 3.291 | 3.1185 | 2.6503 | 2.2713 | 1.8952 | 1.5999 | 1.3025 | 0.93435 | 0.51863 | 0.042114 | -0.89896 | -4.1753 | -5.9535 | -6.436
CASTLEMILK | 11 | GIFFNOCK | 259917.552 | 659270.554 | 15.3066 | 15.2831 | 15.1248 | 14.9004 | 14.7801 | 14.6207 | 14.49 | 14.341 | 14.0494 | 13.8197 | 13.5477 | 12.9472 | 11.126 | 9.3483 | 8.5813
CHAPEL | 11 | REDHOUSE | 326403.362 | 694247.059 | 3.8538 | 3.869 | 3.9307 | 3.5978 | 3.3128 | 3.1108 | 2.9384 | 2.7289 | 2.3537 | 1.9894 | 1.5537 | 0.55867 | -2.5815 | -4.0119 | -4.4736
CHAPELHALL | 11 | NEWARTHILL | 277733.7815 | 661740.4651 | 20.4905 | 20.597 | 20.6038 | 20.4273 | 20.3243 | 20.2679 | 20.2964 | 20.2508 | 20.1918 | 20.1755 | 20.1347 | 20.0656 | 19.8809 | 19.8006 | 19.8768
CHARLES STREET | 11 | PORT DUNDAS | 260654.181 | 666548.948 | 18.1157 | 18.2349 | 18.2806 | 18.0695 | 17.9189 | 17.7931 | 17.7267 | 17.5748 | 17.3353 | 17.0995 | 16.9068 | 16.5997 | 15.4125 | 14.7595 | 14.6349
CHIRNSIDE | 11 | ECCLES | 386977.1746 | 656676.2966 | 7.373 | 7.8319 | 8.2299 | 7.9078 | 7.6829 | 7.3566 | 7.1526 | 6.7168 | 6.4104 | 6.232 | 6.0105 | 5.5207 | 3.8468 | 2.6903 | 1.9982
CLARK WAY | 11 | COATBRIDGE | 272593.688 | 661196.861 | 18.0735 | 18.2371 | 18.2511 | 17.9582 | 17.7696 | 17.607 | 17.546 | 17.3698 | 17.2651 | 17.13 | 16.9752 | 16.6633 | 15.5907 | 14.8512 | 14.1577
CLARKSTON | 11 | GIFFNOCK | 257299.813 | 657407.196 | 11.4189 | 11.3582 | 11.1363 | 10.7848 | 10.5485 | 10.1688 | 9.8006 | 9.3802 | 8.8101 | 8.0921 | 7.2047 | 5.1191 | 0.031458 | -2.1182 | -2.2189
CLUNY ROAD | 11 | GLENNISTON | 325194.767 | 694002.272 | 6.747 | 6.769 | 6.7059 | 6.4506 | 6.2461 | 6.089 | 5.9493 | 5.8155 | 5.6068 | 5.3841 | 5.1007 | 4.5435 | 2.9066 | 2.0195 | 1.3456
CLYDEBANK BUSINESS PARK | 11 | KILBOWIE 33 | 249301.767 | 670590.447 | 11.2003 | 11.5731 | 11.6182 | 10.9802 | 10.5724 | 10.2378 | 10.0868 | 9.7406 | 9.3727 | 9.1728 | 8.8086 | 8.3049 | 6.6576 | 5.4648 | 4.9271
COATS STREET | 11 | COATBRIDGE | 273717.4208 | 665030.5976 | 7.2463 | 7.4871 | 7.4997 | 6.6934 | 6.4319 | 6.0524 | 5.7611 | 5.5165 | 5.1574 | 4.6258 | 3.9512 | 2.4026 | -1.1623 | -2.5365 | -2.5475
CODDINGTON CRES | 11 | NEWARTHILL | 276423.804 | 661399.069 | 14.6779 | 14.8992 | 14.8911 | 14.3492 | 13.9992 | 13.7631 | 13.6696 | 13.4107 | 13.2137 | 13.0216 | 12.7786 | 12.356 | 10.8668 | 9.777 | 9.1264
COLDSTREAM | 11 | ECCLES | 384927.129 | 640012.652 | 1.7091 | 1.579 | 1.4961 | 1.5549 | 1.6852 | 0.42109 | 0.11171 | -0.23641 | -0.5817 | -0.99792 | -1.4602 | -2.3498 | -4.3504 | -5.5034 | -6.1303
COLINSBURGH | 11 | LEVEN | 346352.442 | 702659.256 | 2.263 | 2.1747 | 1.9413 | 1.7297 | 1.4339 | 1.169 | 0.91664 | 0.62713 | 0.33016 | -0.012572 | -0.35543 | -0.86759 | -1.8844 | -2.5473 | -2.869
COLINTON NORTH | 11 | SIGHTHILL | 320566.631 | 669129.286 | 14.4988 | 14.4147 | 14.0528 | 13.76 | 13.3646 | 12.8788 | 12.4274 | 11.9224 | 11.2809 | 10.5077 | 9.5997 | 7.5635 | 2.3856 | -0.69903 | -2.9121
COLLEGE MILTON | 11 | EAST KILBRIDE | 261565.076 | 654641.305 | 9.5429 | 9.7386 | 9.6428 | 8.8606 | 8.3716 | 7.9531 | 7.6728 | 7.3906 | 7.018 | 6.4884 | 5.8665 | 4.5798 | 0.78292 | -1.4162 | -2.555
COLLYDENE | 11 | GLENROTHES | 326502.354 | 702983.446 | 18.6418 | 18.9011 | 18.979 | 18.7117 | 18.4313 | 18.0568 | 17.8502 | 17.6427 | 17.3551 | 17.0067 | 16.5903 | 15.6301 | 13.3493 | 12.5483 | 12.421
COLQUHOUN STREET | 11 | STIRLING | 280094.605 | 692811.604 | 6.0821 | 6.294 | 6.1149 | 5.1044 | 4.6024 | 4.0611 | 3.7056 | 3.3976 | 3.0256 | 2.4942 | 1.8202 | 0.52051 | -3.395 | -6.1223 | -7.6467
COMMERCIAL ROAD | 11 | HAWICK | 350141.183 | 614818.922 | 2.5955 | 3.3628 | 3.5819 | 1.8627 | 9.7763 | 9.4936 | 9.286 | 9.0382 | 8.8341 | 8.4473 | 7.9431 | 6.8746 | 4.3084 | 2.6931 | 2.2929
COMMON FARM | 11 | EAST KILBRIDE SOUTH | 264059.0378 | 653911.8936 | 14.5824 | 14.7332 | 14.7761 | 14.3794 | 14.043 | 13.5949 | 13.1548 | 12.7538 | 12.0657 | 11.5193 | 10.9142 | 9.6754 | 5.9922 | 3.4755 | 1.6294
CONDORRAT | 11 | CUMBERNAULD | 274173.974 | 673522.551 | 10.4358 | 10.0693 | 9.0021 | 8.1574 | 6.903 | 5.4398 | 3.8238 | 1.7171 | -0.49441 | -2.499 | -4.4027 | -6.6857 | -9.9382 | -12.4449 | -13.3243
CONSETT STREET | 11 | EASTERHOUSE | 265320.697 | 665698.436 | 7.5285 | 7.7297 | 7.753 | 7.0413 | 6.4285 | 5.7794 | 5.4405 | 5.1479 | 4.6399 | 4.0663 | 3.3445 | 1.8519 | -2.3894 | -4.6871 | -5.8751
CORRA LINN | 11 | LINNMILL | 288430.395 | 641727.63 | 11.9396 | 11.8359 | 11.6717 | 11.3202 | 10.8312 | 10.3295 | 9.7535 | 8.9863 | 8.3464 | 7.9089 | 7.3003 | 6.5672 | 5.4837 | 4.9535 | 4.985
COUSLAND | 11 | LIVINGSTON EAST | 305687.912 | 668277.457 | 12.1163 | 12.1424 | 12.0894 | 11.4926 | 11.2822 | 10.9302 | 10.6532 | 10.3842 | 9.9109 | 9.3868 | 8.7404 | 7.2289 | 3.4464 | 1.376 | 0.87569
COWDENBEATH | 11 | WESTFIELD | 315267.288 | 691536.394 | 15.8337 | 15.8105 | 15.7569 | 15.172 | 14.672 | 14.3106 | 14.0213 | 13.6762 | 13.1734 | 12.6411 | 11.9934 | 10.6313 | 6.6952 | 4.2765 | 3.1754
COWGATE | 11 | DEWAR PLACE | 326020.5112 | 673470.1263 | 8.8646 | 9.2763 | 9.3456 | 8.7552 | 8.2994 | 8.0228 | 7.8205 | 7.3446 | 6.8602 | 6.6224 | 6.2129 | 5.4834 | 3.3982 | 2.0388 | 1.9766
CRAIGDHU ROAD | 11 | DRUMCHAPEL | 254153.084 | 674203.112 | 15.5313 | 15.4987 | 15.3734 | 14.7668 | 14.4511 | 14.0727 | 13.7106 | 13.2705 | 12.7706 | 12.1277 | 11.3761 | 9.7157 | 5.4976 | 3.4004 | 2.7787
CRAIGENDORAN | 11 | HELENSBURGH | 231066.769 | 682015.943 | 14.3354 | 14.315 | 14.1335 | 13.6262 | 13.3586 | 12.9797 | 12.6244 | 12.2413 | 11.6498 | 11.0669 | 10.3336 | 8.7114 | 5.0046 | 3.4033 | 3.1708
CRAIGNEUK | 11 | WISHAW | 277686.77 | 655490.502 | 14.6211 | 14.7433 | 14.6932 | 14.3016 | 14.0105 | 13.7499 | 13.6253 | 13.4903 | 13.2455 | 13.0115 | 12.7218 | 12.1011 | 10.1572 | 8.9278 | 7.6288
CREETOWN | 11 | NEWTON STEWART | 248081.9917 | 559479.8713 | 8.7259 | 8.6964 | 8.6381 | 8.5733 | 8.5013 | 8.4228 | 8.3326 | 8.2631 | 8.1427 | 8.0407 | 7.901 | 7.6152 | 7.0061 | 6.6899 | 6.5202
CRONBERRY | 11 | COYLTON | 265534.663 | 626062.689 | 8.1163 | 8.0996 | 8.0126 | 7.9282 | 7.8208 | 7.694 | 7.5941 | 7.5021 | 7.3703 | 7.2303 | 7.0685 | 6.7132 | 5.9631 | 5.6107 | 5.4917
CROOKSTON | 11 | CROOKSTON A | 251943.526 | 661211.103 | 11.1278 | 11.0264 | 10.6969 | 10.11 | 9.7184 | 9.4533 | 9.2563 | 8.985 | 8.578 | 8.0174 | 7.3579 | 5.9009 | 1.5039 | -1.4876 | -4.3126
CUMNOCK | 11 | COYLTON | 256307.448 | 619815.904 | 13.5656 | 13.6079 | 13.5358 | 12.7965 | 12.3115 | 11.8964 | 11.5967 | 11.287 | 10.8418 | 10.3041 | 9.6326 | 8.2791 | 4.3759 | 1.9768 | 0.15348
CUPAR | 11 | CUPAR | 336077.8335 | 713987.1492 | 5.3905 | 5.2555 | 4.497 | 3.8877 | 3.0172 | 2.057 | 1.1788 | 0.22329 | -0.83394 | -1.9242 | -3.2103 | -5.8293 | -12.8181 | -16.1019 | -17.0378
CURRIE | 11 | CURRIE | 318283.2533 | 668372.4913 | 19.2506 | 19.2389 | 19.062 | 18.9532 | 18.7678 | 18.5173 | 18.2104 | 17.737 | 17.292 | 16.7731 | 16.1696 | 14.6801 | 12.6421 | 11.455 | 11.1271
DALBEATTIE | 11 | TONGLAND | 283323.5209 | 561124.9475 | 11.4512 | 11.3652 | 11.032 | 10.5955 | 10.0819 | 9.525 | 9.0713 | 8.5892 | 8.0315 | 7.3844 | 6.6241 | 5.0818 | 0.83398 | -1.2321 | -1.6345
DALGETY | 11 | INVERKEITHING | 315207.7007 | 683527.3367 | 16.3217 | 16.3762 | 16.3872 | 15.8738 | 15.5699 | 15.2566 | 14.9496 | 14.5974 | 14.1009 | 13.5525 | 12.9003 | 11.4873 | 8.1919 | 7.1056 | 6.9725
DALRYMPLE DRIVE | 11 | KILWINNING | 233006.419 | 639150.79 | 9.4689 | 9.5218 | 9.5473 | 8.7549 | 8.3216 | 7.9456 | 7.6664 | 7.313 | 6.4798 | 5.8651 | 5.0986 | 3.3283 | -1.9154 | -5.6421 | -6.8532
DARVEL | 11 | COYLTON | 257098.143 | 637625.186 | 8.6677 | 8.6301 | 8.5728 | 8.4661 | 8.3688 | 8.2678 | 8.1688 | 8.0616 | 7.8933 | 7.7299 | 7.5589 | 7.1882 | 6.181 | 5.4975 | 5.1011
DAVID STREET | 11 | CHARLOTTE STREET | 261301.937 | 664478.457 | 10.581 | 10.7897 | 10.7773 | 10.1673 | 9.693 | 9.2095 | 8.9135 | 8.6497 | 8.3931 | 8.1359 | 7.7191 | 6.8666 | 4.5063 | 3.3708 | 3.1796
DEANS | 11 | DRUMCROSS | 301815.865 | 668924.207 | 10.2949 | 10.3888 | 10.3473 | 9.483 | 8.9109 | 8.4381 | 8.0828 | 7.7404 | 7.1724 | 6.5323 | 5.7362 | 4.0516 | -0.64453 | -3.3991 | -6.3975
DEANS CLOSE | 11 | HAWICK | 365117.11 | 620533.888 | 3.8445 | 3.8183 | 3.6049 | 3.1471 | 2.7198 | 2.3317 | 1.9192 | 1.5119 | 1.052 | 0.57877 | 0.043288 | -0.97291 | -3.1943 | -4.719 | -5.0572
DEDRIDGE | 11 | LIVINGSTON EAST | 306010.0296 | 666459.7791 | 16.2774 | 16.4296 | 16.5492 | 16.196 | 15.8866 | 15.4813 | 15.2542 | 15.0648 | 14.7359 | 14.3768 | 13.9244 | 12.8799 | 10.2489 | 9.2409 | 9.2927
DENHOLM | 11 | HAWICK | 356763.7612 | 617774.969 | 6.1318 | 6.1215 | 6.0511 | 5.9553 | 5.9209 | 5.8678 | 5.8137 | 5.7626 | 5.6818 | 5.593 | 5.4756 | 5.2337 | 4.4831 | 3.959 | 3.6489
DENMARK STREET | 11 | PORT DUNDAS | 259224.027 | 667945.486 | 12.9941 | 13.3041 | 13.4346 | 13.0527 | 12.7175 | 12.4181 | 12.1686 | 11.6873 | 11.3853 | 11.1004 | 10.7533 | 10.0969 | 8.2521 | 7.2237 | 7.0665
DEWAR PLACE | 11 | DEWAR PLACE | 324478.4386 | 673284.6939 | 9.117 | 9.6658 | 9.8203 | 9.1671 | 8.7391 | 8.5164 | 8.4673 | 8.1176 | 7.9062 | 7.7381 | 7.3502 | 6.8405 | 5.5204 | 4.6244 | 4.1903
DOLLAR | 11 | DEVONSIDE | 296004.979 | 696976.894 | 4.7285 | 4.6472 | 4.4698 | 4.2742 | 4.0149 | 3.7675 | 3.5303 | 3.2485 | 2.9576 | 2.6179 | 2.2469 | 1.4904 | -0.19799 | -1.2144 | -1.4549
DOUGLAS WEST | 11 | LINNMILL | 282028.1435 | 630963.276 | 16.5994 | 16.5519 | 16.7572 | 16.4815 | 16.1098 | 15.6998 | 15.2357 | 14.6937 | 14.4782 | 13.9922 | 13.3919 | 12.2094 | 10.2691 | 10.0759 | 9.9807
DRUMCHAPEL ROAD | 11 | DRUMCHAPEL | 252929.2952 | 670645.141 | 13.1437 | 13.2213 | 13.3837 | 13.0827 | 12.7896 | 12.3442 | 11.8925 | 11.6494 | 11.1911 | 10.7558 | 10.2268 | 9.0532 | 5.7534 | 4.0729 | 3.601
DRUMLEY | 11 | COYLTON | 241255.701 | 625064.261 | 4.97 | 4.9216 | 4.8006 | 4.5036 | 4.256 | 3.9767 | 3.7173 | 3.45 | 3.1102 | 2.7357 | 2.3021 | 1.4175 | -1.0465 | -2.6314 | -3.1607
DUMBARTON | 11 | STRATHLEVEN | 240227.055 | 675563.438 | 15.7897 | 15.768 | 15.5143 | 15.1718 | 14.8875 | 14.5237 | 14.1782 | 13.7601 | 13.229 | 12.7092 | 12.0987 | 10.8712 | 8.5294 | 7.4301 | 6.9956
DUMFRIES 11kV | 11 | DUMFRIES | 298478.753 | 575953.462 | 6.9655 | 7.1194 | 7.1842 | 6.511 | 6.2385 | 5.9184 | 5.726 | 5.5172 | 5.2046 | 4.7871 | 4.2683 | 3.076 | -0.11372 | -1.6074 | -1.6241
DUNDAS STREET | 11 | WEST GEORGE STREET | 259138.95 | 665630.508 | 12.4316 | 12.7777 | 12.802 | 12.2758 | 11.9348 | 11.6874 | 11.6493 | 11.4602 | 11.3301 | 11.2179 | 10.9406 | 10.6442 | 9.949 | 9.6337 | 9.6894
DUNDYVAN | 11 | COATBRIDGE | 272783.939 | 664617.252 | 8.6784 | 8.5658 | 8.1543 | 7.507 | 6.9153 | 6.1917 | 5.4363 | 4.498 | 3.4268 | 2.3931 | 1.2565 | -0.89062 | -3.9146 | -4.4055 | -4.2141
DUNS | 11 | ECCLES | 379292.6002 | 653785.4536 | 4.578 | 4.5495 | 4.3383 | 3.9199 | 3.5413 | 3.1737 | 2.8512 | 2.4868 | 2.109 | 1.6731 | 1.2086 | 0.34172 | -1.795 | -3.1337 | -3.5073
DUNSCORE | 11 | DUMFRIES | 288143.4842 | 584623.3337 | 8.5955 | 8.5764 | 8.535 | 8.4859 | 8.4368 | 8.3944 | 8.3384 | 8.3043 | 8.2752 | 8.2157 | 8.1506 | 8.0143 | 7.5856 | 7.2798 | 7.1919
DURIE HOUSE | 11 | LEVEN | 337922.938 | 702480.652 | 16.4692 | 16.3924 | 16.1808 | 15.7586 | 15.2926 | 14.7827 | 14.3034 | 13.7892 | 13.1762 | 12.5441 | 11.8171 | 10.3453 | 6.2842 | 3.238 | 3.0043
EARLS ROAD | 11 | BAINSFORD | 292269.7366 | 681921.9291 | 12.8215 | 13.044 | 13.1048 | 12.6115 | 12.2398 | 11.9975 | 11.8816 | 11.7854 | 11.651 | 11.3989 | 11.0854 | 10.3877 | 8.7965 | 8.2722 | 8.3926
EARLSTON (BORDERS) | 11 | GALASHIELS | 358013.603 | 638522.1 | 1.7172 | 1.8553 | 1.8667 | 1.7261 | 1.715 | 1.6594 | 1.6253 | 1.6026 | 1.557 | 1.4696 | 1.3624 | 1.1077 | 0.29766 | -0.3159 | -0.53137
EARLSTOUN HYDRO | 11 | EARLSTOUN HYDRO | 261389.3718 | 581925.3077 | 13.7761 | 13.7728 | 13.7854 | 13.7905 | 13.7965 | 13.7996 | 13.7945 | 13.7971 | 13.7998 | 13.8033 | 13.8062 | 13.812 | 13.802 | 13.7864 | 13.7662
EAST LINTON | 11 | DUNBAR A | 358505.528 | 676930.318 | 2.4168 | 2.3282 | 2.1304 | 2.0025 | 1.7816 | 1.5572 | 1.3514 | 1.1237 | 0.86058 | 0.56402 | 0.23029 | -0.41973 | -1.671 | -2.2741 | -2.5709
EAST MAINS | 11 | BROXBURN | 309501.321 | 672490.106 | 16.9804 | 17.1068 | 17.1188 | 16.7399 | 16.4202 | 16.2346 | 16.1326 | 16.0547 | 15.8633 | 15.7068 | 15.5048 | 15.0742 | 13.8306 | 12.9777 | 12.7742
EAST TRINITY ROAD | 6.6 | SHRUBHILL | 324812.088 | 676447.157 | 16.6749 | 16.6121 | 16.4018 | 16.252 | 15.9998 | 15.7559 | 15.4206 | 15.0903 | 14.6291 | 14.2328 | 13.9283 | 13.1644 | 11.5842 | 10.285 | 9.6724
EASTER ROAD | 11 | SHRUBHILL | 327010.943 | 674898.221 | 15.2351 | 15.385 | 15.4928 | 15.3575 | 15.2285 | 15.109 | 15.0463 | 14.8846 | 14.4778 | 14.3231 | 14.1569 | 13.7859 | 12.4862 | 11.7408 | 11.4238
EASTERCRAIGS | 11 | DALMARNOCK | 261876.143 | 665565.831 | 9.8897 | 10.2577 | 10.6209 | 10.3586 | 10.2117 | 9.9579 | 9.8823 | 9.5335 | 8.8873 | 8.3886 | 7.9292 | 7.264 | 5.0833 | 3.5883 | 3.7282
ECKFORD STREET | 11 | CARNTYNE | 264147.386 | 663766.231 | 11.5215 | 11.8417 | 12.0306 | 11.6261 | 11.3312 | 10.9322 | 10.6394 | 10.4991 | 10.2517 | 9.9273 | 9.5323 | 8.6129 | 6.2794 | 5.495 | 5.6893
ELIZABETH STREET | 6.6 | GOVAN | 256231.146 | 664475.78 | 4.1394 | 4.4577 | 4.1936 | 3.6408 | 3.1759 | 3.1098 | 3.1772 | 3.1073 | 2.9035 | 2.7888 | 2.7321 | 2.589 | 1.8286 | 1.15 | 1.0054
ELLIOT STREET | 11 | WEST GEORGE STREET | 257536.606 | 665510.73 | 9.2418 | 9.8336 | 10.0538 | 9.428 | 9.082 | 9.1733 | 9.2499 | 9.0503 | 8.6141 | 8.3075 | 7.9214 | 7.5544 | 6.3751 | 5.5154 | 5.4372
ERSKINE | 11 | ERSKINE | 246290 | 670590 | 23.2136 | 23.2909 | 23.2139 | 22.0232 | 21.6208 | 21.0441 | 20.6 | 20.1168 | 19.3025 | 18.4146 | 17.319 | 14.8063 | 8.33 | 5.1656 | 4.8143
EYEMOUTH | 11 | BERWICK | 393717.754 | 664028.547 | 5.8797 | 5.8684 | 5.6705 | 5.3974 | 5.0942 | 4.7428 | 4.4071 | 4.0383 | 3.6388 | 3.2495 | 2.7959 | 1.9472 | 0.32904 | -0.53685 | -0.81826
FAIRLIE | 11 | SALTCOATS B | 221088.874 | 655811.283 | 12.7318 | 12.7069 | 12.6407 | 12.5635 | 12.4468 | 12.3566 | 12.2561 | 12.1654 | 12.0357 | 11.8998 | 11.7624 | 11.4968 | 10.7844 | 10.3569 | 10.2068
FALKIRK | 11 | BONNYBRIDGE | 288699.525 | 679388.98 | 10.9074 | 10.836 | 10.4582 | 9.9697 | 9.6402 | 9.2242 | 8.8501 | 8.4309 | 7.7419 | 7.1318 | 6.4175 | 4.9132 | 0.91886 | -1.7064 | -3.2565
FAULDHEAD | 11 | COYLTON | 273122.6158 | 612479.9329 | 5.733 | 5.7 | 5.5353 | 5.3978 | 5.2126 | 5.0057 | 4.8439 | 4.6945 | 4.4743 | 4.2144 | 3.9009 | 3.2279 | 1.3627 | 0.19374 | -0.13877
FINNOCK BOG | 11 | SPANGO VALLEY | 220351.198 | 670969.426 | 5.9782 | 5.9503 | 5.7848 | 5.606 | 5.3988 | 5.1789 | 4.9821 | 4.757 | 4.4701 | 4.1332 | 3.7336 | 2.8555 | 0.69176 | -0.3815 | -1.0575
FIRHILL ROAD | 11 | KILLERMONT | 258156.887 | 667591.503 | 13.1193 | 13.1518 | 13.1915 | 12.8883 | 12.6428 | 12.3121 | 12.0522 | 11.6218 | 11.0308 | 10.786 | 10.4286 | 9.6194 | 7.0841 | 5.1199 | 3.8384
FLEMINGTON STREET | 11 | PORT DUNDAS | 260615.404 | 667405.598 | 13.0902 | 13.4361 | 13.543 | 13.1488 | 12.8469 | 12.5025 | 12.3232 | 11.9534 | 11.7126 | 11.4445 | 11.0607 | 10.2403 | 8.5411 | 8.335 | 8.5448
FORGAN | 11 | CUPAR | 343651.5622 | 724817.0595 | 6.6426 | 6.5183 | 6.2044 | 5.6956 | 5.1064 | 4.5307 | 3.9808 | 3.3999 | 2.7067 | 1.9688 | 1.1195 | -0.62671 | -4.7452 | -7.2021 | -7.9484
FORTH | 11 | NEWARTHILL | 293120.478 | 653513.837 | 15.6116 | 15.605 | 15.3449 | 15.1687 | 14.8965 | 14.5851 | 14.2178 | 13.6934 | 13.2051 | 12.9452 | 12.675 | 12.3083 | 11.8707 | 11.6999 | 11.7283
FORTH STREET | 11 | STIRLING | 279767.5426 | 694155.0141 | 16.5241 | 16.526 | 16.3323 | 16.0274 | 15.8349 | 15.5613 | 15.3015 | 15.0516 | 14.5711 | 14.1653 | 13.6373 | 12.4799 | 9.4459 | 7.8626 | 7.3181
FOXBAR | 11 | ELDERSLIE | 245949.243 | 661977.839 | 17.104 | 17.1041 | 16.8998 | 16.4543 | 16.1797 | 15.8605 | 15.5878 | 15.2883 | 14.8585 | 14.3765 | 13.7969 | 12.5814 | 8.7611 | 5.9212 | 4.1043
FRANKFIELD | 11 | WESTBURN ROAD (CLYDE'S MILL) | 264720.885 | 665169.928 | 13.9382 | 14.0076 | 14.0138 | 13.5258 | 13.3192 | 13.1055 | 12.9672 | 12.8039 | 12.4275 | 12.1167 | 11.7409 | 10.8548 | 8.2274 | 6.156 | 5.3907
FROGSTON ROAD EAST | 11 | KAIMES | 327134.603 | 668013.535 | 16.4065 | 16.438 | 16.403 | 16.0218 | 15.9177 | 15.7518 | 15.6376 | 15.5097 | 15.2345 | 14.9685 | 14.6213 | 13.8062 | 11.4549 | 9.7743 | 9.2798
GARELOCHHEAD | 11 | HELENSBURGH | 223980.913 | 691436.848 | 8.3807 | 8.3643 | 8.2843 | 8.2257 | 8.1478 | 8.0546 | 7.9817 | 7.9278 | 7.9199 | 7.8367 | 7.7444 | 7.5316 | 7.1085 | 6.9541 | 6.9667
GARTARRY | 11 | DEVONSIDE | 293301.322 | 690889.581 | 3.9271 | 3.918 | 3.9204 | 3.6337 | 3.4958 | 3.3275 | 3.1896 | 3.0737 | 2.8729 | 2.6231 | 2.3332 | 1.6785 | -0.23052 | -1.5214 | -2.4266
GARTSHERRIE | 11 | EASTERHOUSE | 272844.148 | 666357.388 | 12.5325 | 12.2368 | 11.7277 | 11.1657 | 10.3708 | 9.5649 | 8.7288 | 7.6995 | 6.6383 | 5.6231 | 4.5333 | 2.9941 | 0.6308 | -0.94537 | -1.8589
GATEHOUSE | 11 | TONGLAND | 259834.269 | 556464.953 | 5.8023 | 5.7872 | 5.6985 | 5.5838 | 5.4873 | 5.3835 | 5.2659 | 5.1515 | 5.0215 | 4.8915 | 4.7526 | 4.4506 | 3.6408 | 3.0834 | 2.9129
GAUZE ROAD | 11 | GRANGEMOUTH | 300292.9545 | 680790.5824 | 17.1137 | 17.2809 | 17.3586 | 17.038 | 16.7509 | 16.5931 | 16.4911 | 16.4199 | 16.3232 | 16.136 | 15.8989 | 15.3491 | 13.9319 | 13.2798 | 13.3121
GEORGE SQUARE LANE | 11 | WHITEHOUSE | 325707.789 | 672823.283 | 3.0887 | 3.7815 | 4.1616 | 3.5586 | 3.2197 | 2.9255 | 2.9488 | 2.5905 | 1.7821 | 1.4486 | 1.1345 | 0.49745 | -1.4152 | -2.4179 | -2.3669
GIRTHILL | 11 | JOHNSTONE | 238773.81 | 666739.382 | 3.047 | 3.0803 | 3.1959 | 2.8267 | 2.5983 | 2.4301 | 2.2946 | 2.1424 | 1.9052 | 1.5805 | 1.1991 | -0.027193 | -3.188 | -4.5976 | -4.6196
GIRVAN | 11 | MAYBOLE | 220646.555 | 600277.225 | 13.5132 | 13.6025 | 13.4408 | 12.72 | 12.2698 | 11.8037 | 11.4259 | 11.0451 | 10.5989 | 10.0548 | 9.4414 | 8.2951 | 5.1025 | 2.647 | 1.9624
GLASGOW AIRPORT | 11 | PAISLEY | 247312.3172 | 665793.6524 | 11.3499 | 11.5843 | 11.5262 | 10.9822 | 10.7208 | 10.4188 | 10.2221 | 10.078 | 9.8578 | 9.5802 | 9.1884 | 8.3978 | 6.8587 | 6.5874 | 6.8038
GLENBURN | 11 | ELDERSLIE | 247480 | 661590 | 4.8368 | 4.818 | 4.7341 | 4.3383 | 4.1557 | 3.9397 | 3.7179 | 3.4694 | 3.0563 | 2.6514 | 2.1322 | 0.97147 | -2.3211 | -4.2599 | -5.628
GLENDINNING TERRACE | 11 | GALASHIELS | 348376.046 | 637126.381 | 2.2333 | 2.1846 | 2.0443 | 1.8838 | 1.69 | 1.4978 | 1.3236 | 1.1362 | 0.91052 | 0.65691 | 0.38626 | -0.15059 | -1.8601 | -3.0569 | -3.5064
GLENGALL | 11 | AYR | 234863.557 | 618528.118 | 9.1455 | 9.1384 | 8.9172 | 8.3585 | 7.9657 | 7.4141 | 6.9142 | 6.3374 | 5.6138 | 4.7556 | 3.7244 | 1.4623 | -3.4679 | -5.1194 | -4.8643
GLENLEE HYDRO | 11 | GLENLEE HYDRO | 260608.617 | 580544.207 | 28.1606 | 28.1303 | 28.0915 | 28.0539 | 27.9882 | 27.9339 | 27.8634 | 27.8579 | 27.8523 | 27.8291 | 27.8055 | 27.7545 | 27.5467 | 27.2878 | 27.1814
GLENLUCE | 11 | GLENLUCE | 219962.691 | 557741.299 | 5.4861 | 5.4534 | 5.3681 | 5.2576 | 5.1492 | 5.038 | 4.906 | 4.785 | 4.6542 | 4.5311 | 4.3828 | 4.066 | 3.3491 | 2.9199 | 2.885
GLENWOOD | 11 | GLENROTHES | 325060 | 701110 | 12.4899 | 12.6063 | 12.6991 | 12.2352 | 11.7631 | 11.1681 | 10.9199 | 10.612 | 10.2607 | 9.7894 | 9.2436 | 8.1453 | 5.0493 | 3.1754 | 3.4288
GORDON | 11 | ECCLES | 365109.274 | 643585.984 | 3.1906 | 3.1705 | 3.0994 | 3.0087 | 2.913 | 2.8173 | 2.695 | 2.5798 | 2.4385 | 2.316 | 2.1656 | 1.8745 | 1.1515 | 0.67583 | 0.62518
GORGIE | 11 | GORGIE | 322835.201 | 672171.755 | 11.1488 | 11.6126 | 11.9322 | 11.5436 | 11.2631 | 10.979 | 10.883 | 10.4838 | 9.7898 | 9.5454 | 9.2656 | 8.6023 | 6.6745 | 5.7232 | 5.7095
GRANT STREET | 11 | PORT DUNDAS | 258006.093 | 666353.651 | 9.1296 | 9.4671 | 9.6692 | 9.2443 | 8.9015 | 8.545 | 8.2757 | 7.853 | 7.579 | 7.3901 | 7.0418 | 6.2643 | 3.7789 | 2.4768 | 2.279
GRANTON PARK AVENUE | 11 | DEWAR PLACE | 323130.646 | 676989.431 | 21.5521 | 21.5804 | 21.5812 | 21.496 | 21.4474 | 21.3818 | 21.3895 | 21.3595 | 21.2523 | 21.2175 | 21.1645 | 21.0413 | 20.4777 | 19.963 | 19.8178
GRASSYARDS | 11 | KILMARNOCK TOWN | 243692.138 | 638438.127 | 11.1398 | 11.1916 | 11.1381 | 10.6377 | 10.4005 | 10.0668 | 9.8096 | 9.5567 | 9.2201 | 8.7293 | 8.1192 | 6.6908 | 3.1164 | 1.2554 | 1.021
GREENFAULDS | 11 | CUMBERNAULD | 275840 | 673440 | 13.6112 | 13.8104 | 13.845 | 13.3116 | 13.0659 | 12.8351 | 12.7028 | 12.6146 | 12.4874 | 12.2546 | 11.912 | 11.2005 | 9.3771 | 8.3862 | 8.2631
GREENLAW | 11 | ECCLES | 371012.958 | 646202.474 | 4.1656 | 4.131 | 4.0771 | 3.9939 | 3.9204 | 3.8574 | 3.7676 | 3.6993 | 3.5963 | 3.5025 | 3.4105 | 3.2268 | 2.7626 | 2.4623 | 2.2949
GRETNA | 11 | CHAPELCROSS | 331686.508 | 566661.742 | 15.8018 | 15.8644 | 15.8479 | 15.1068 | 14.7223 | 14.3086 | 13.9926 | 13.6865 | 13.3588 | 12.8978 | 12.36 | 11.2982 | 8.0554 | 6.2606 | 5.7262
GYLEMUIR | 11 | SIGHTHILL | 318993.382 | 672762.996 | 14.2632 | 14.4 | 12.76 | 10.7086 | 8.9522 | 8.6976 | 8.5656 | 8.4342 | 8.1935 | 7.886 | 7.5117 | 6.6271 | 4.2478 | 2.8282 | 2.6016
HAGGS ROAD | 11 | HAGGS ROAD | 256330 | 661870 | 11.5142 | 11.762 | 11.9106 | 11.5512 | 11.272 | 10.9406 | 10.6839 | 10.3831 | 10.1571 | 9.861 | 9.4927 | 8.6603 | 6.6568 | 6.0993 | 6.2455
HAMILTON | 11 | STRATHAVEN | 271580.858 | 655674.581 | 6.5742 | 6.6742 | 6.1706 | 4.9436 | 5.5887 | 3.2686 | 2.5361 | 1.612 | 0.83372 | 0.21964 | -0.53062 | -1.9338 | -4.9626 | -6.3097 | -6.9423
HEATHFIELD | 11 | AYR | 235496.024 | 623758.288 | 11.8426 | 11.9278 | 11.8491 | 11.3206 | 11.1001 | 10.8034 | 10.6067 | 10.4128 | 10.0682 | 9.7047 | 9.2465 | 8.2379 | 5.4914 | 3.8865 | 3.0691
HEATHHALL | 11 | DUMFRIES | 299020.96 | 578810.338 | 12.3913 | 12.4202 | 12.1661 | 11.4881 | 10.8938 | 10.2364 | 9.6754 | 9.117 | 8.4912 | 7.7105 | 6.7783 | 4.8617 | -0.88315 | -3.8012 | -4.1625
HECLA AVENUE | 11 | DRUMCHAPEL | 251640.639 | 671137.834 | 15.2976 | 15.3305 | 15.3925 | 15.1192 | 14.9295 | 14.7036 | 14.5121 | 14.2084 | 13.772 | 13.5317 | 13.2531 | 12.7358 | 10.5955 | 9.1388 | 8.6061
HELEN STREET | 6.6 | GOVAN | 255113.24 | 664857.264 | 14.5738 | 14.7426 | 14.8117 | 14.5326 | 14.3463 | 14.1347 | 13.9894 | 13.7569 | 13.5772 | 13.3895 | 13.1353 | 12.6197 | 11.2764 | 10.7066 | 10.3597
HENDERSON ROW | 6.6 | SHRUBHILL | 324964.141 | 674723.891 | 16.2856 | 16.6065 | 16.8157 | 16.6065 | 16.4807 | 16.2941 | 16.1861 | 15.8933 | 15.5389 | 15.3921 | 15.1605 | 14.7004 | 13.3591 | 12.7613 | 12.7518
HIGH BLANTYRE | 11 | EAST KILBRIDE | 269337.345 | 656506.322 | 8.3804 | 8.4128 | 8.3213 | 7.7528 | 7.457 | 7.0507 | 6.7101 | 6.3084 | 5.7733 | 5.0705 | 4.188 | 2.2185 | -2.0428 | -3.6233 | -3.8533
HIGH MAINS MILTON | 11 | STRATHLEVEN | 241709.859 | 674558.218 | 3.9149 | 3.8359 | 3.6052 | 3.3983 | 3.1558 | 2.8354 | 2.5267 | 2.2149 | 1.7885 | 1.2779 | 0.6557 | -0.7409 | -4.1171 | -5.6741 | -6.7171
HORNCLIFFE | 11 | BERWICK | 393155.951 | 649771.885 | 1.417 | 1.4057 | 1.3502 | 1.3135 | 1.2525 | 1.172 | 1.1063 | 1.0402 | 0.9277 | 0.85159 | 0.74133 | 0.54527 | 0.087503 | -0.17539 | -0.25842
HUNTER | 11 | EAST KILBRIDE | 265301.9361 | 655105.641 | 16.3738 | 16.2452 | 15.9013 | 15.4575 | 15.0665 | 14.6491 | 14.1343 | 13.4531 | 12.6509 | 12.227 | 11.7897 | 11.065 | 9.1168 | 7.6214 | 6.6189
HUNTER STREET | 11 | CHARLOTTE STREET | 260309.3227 | 665122.9572 | 8.226 | 8.7791 | 8.9202 | 8.1398 | 7.6953 | 7.7057 | 7.6554 | 7.3823 | 6.8848 | 6.5367 | 6.175 | 5.692 | 4.1033 | 2.9298 | 2.3161
HUNTERSTON (PRIMARY) | 11 | HUNTERSTON FARM | 218649.107 | 651658.96 | 16.5457 | 16.6775 | 16.6121 | 16.5613 | 16.626 | 16.7025 | 16.7777 | 16.8865 | 16.9749 | 17.06 | 17.0673 | 17.048 | 16.478 | 15.9187 | 15.8445
INVERKIP ROAD | 11 | SPANGO VALLEY | 223302.77 | 674233.614 | 16.5184 | 16.4828 | 16.2569 | 16.0905 | 15.8591 | 15.6057 | 15.4035 | 15.1687 | 14.9312 | 14.5831 | 14.1973 | 13.3753 | 11.4201 | 10.3509 | 9.0839
IRVINE | 11 | KILWINNING | 232091.841 | 637937.447 | 2.8743 | 3.4071 | 3.6248 | 2.7425 | 2.1412 | 1.3745 | 1.2964 | 1.1615 | 0.96979 | 0.70304 | 0.33119 | -0.37168 | -2.2981 | -3.1913 | -3.1604
JACKTON | 11 | EAST KILBRIDE SOUTH | 259339 | 653106 | 18.0255 | 17.9909 | 17.9216 | 17.8327 | 17.7468 | 17.6468 | 17.5204 | 17.3577 | 17.1178 | 16.8787 | 16.5859 | 15.9451 | 14.5413 | 14.0957 | 14.1093
JOHNSTONE (PRIMARY) | 11 | JOHNSTONE | 243233.736 | 663273.42 | 12.1426 | 12.1616 | 11.782 | 11.361 | 11.1114 | 10.7708 | 10.4629 | 10.1425 | 9.5741 | 9.1044 | 8.5422 | 7.2209 | 3.5812 | 1.1407 | 0.34993
KELLIEBANK | 11 | DEVONSIDE | 287826.949 | 692479.885 | 12.1622 | 12.2075 | 12.0558 | 11.4315 | 11.1577 | 10.8115 | 10.5187 | 10.2231 | 9.7159 | 9.2578 | 8.6854 | 7.451 | 4.4077 | 2.6888 | 2.3612
KELTY | 11 | WESTFIELD | 315449.805 | 694751.3845 | 3.3546 | 3.3914 | 3.4837 | 3.1783 | 2.8849 | 2.476 | 2.2393 | 2.0585 | 1.7454 | 1.4292 | 1.0402 | 0.19652 | -2.5589 | -4.4745 | -4.9974
KELVIN | 11 | EAST KILBRIDE SOUTH | 263737.0055 | 652770.3129 | 14.858 | 14.763 | 14.3631 | 13.5963 | 12.9905 | 12.2684 | 11.5318 | 10.5742 | 9.4455 | 8.7635 | 8.0373 | 6.7775 | 4.0768 | 2.3527 | 1.1333
KELVINSIDE | 11 | PARTICK | 255620 | 667770 | 3.3961 | 4.0894 | 4.7096 | 4.2966 | 4.0164 | 3.675 | 3.5082 | 2.8596 | 1.895 | 1.5542 | 1.1318 | 0.094252 | -2.8674 | -4.2567 | -3.9456
KENDOON HYDRO | 11 | KENDOON HYDRO | 260529.5795 | 587677.0601 | 28.6131 | 28.6078 | 28.602 | 28.5816 | 28.5676 | 28.5561 | 28.5491 | 28.5297 | 28.5168 | 28.5001 | 28.47 | 28.4864 | 28.2636 | 28.1827 | 28.0565
KENNISHEAD AVENUE | 11 | CROOKSTON A | 254390 | 660210 | 15.561 | 15.6031 | 15.6389 | 15.317 | 15.0501 | 14.8297 | 14.8462 | 14.8181 | 14.7283 | 14.5553 | 14.3454 | 13.8096 | 12.0985 | 10.9055 | 10.5275
KILBIRNIE | 11 | SALTCOATS B | 231340 | 652979.997 | 9.9176 | 9.9322 | 9.8285 | 9.2237 | 8.9602 | 8.5899 | 8.3257 | 8.0281 | 7.7328 | 7.212 | 6.6016 | 4.9937 | 1.1977 | -0.8568 | -1.8124
KILBOWIE | 11 | KILBOWIE | 249429.505 | 672153.368 | 12.4031 | 12.2505 | 11.9692 | 11.7474 | 11.4539 | 11.1352 | 10.8127 | 10.3271 | 9.7383 | 9.0573 | 8.3272 | 6.7981 | 2.7839 | 0.48265 | -0.75881
KILDRUM | 11 | CUMBERNAULD | 276672.941 | 674792.869 | 12.4234 | 12.6599 | 12.7466 | 12.4235 | 12.197 | 12.011 | 11.9432 | 11.684 | 11.2796 | 11.1053 | 10.8715 | 10.3971 | 8.8059 | 7.7067 | 7.4712
KILLOCH COLLIERY | 11 | COYLTON | 248248.198 | 620587.2099 | 9.175 | 9.4084 | 9.4748 | 8.7773 | 8.186 | 7.7684 | 7.4711 | 7.1676 | 6.7688 | 6.3271 | 5.7781 | 4.6663 | 1.2821 | -0.51665 | -0.70809
KILMACOLM | 11 | JOHNSTONE | 236259.404 | 670359.6 | 5.9785 | 5.9657 | 5.8585 | 5.7205 | 5.586 | 5.4201 | 5.2678 | 5.0993 | 4.8639 | 4.605 | 4.2758 | 3.5434 | 1.4837 | 0.25018 | -0.60099
KILMARDINNY | 11 | KILLERMONT | 255413.057 | 672880.044 | 10.1178 | 10.1484 | 10.2291 | 9.5433 | 9.2846 | 8.917 | 8.5581 | 8.1718 | 7.6534 | 6.9546 | 6.0812 | 4.0693 | -0.43591 | -1.7291 | -1.4953
KILMARNOCK MAIN | 11 | KILMARNOCK SOUTH | 242731.84 | 636651.974 | 11.1964 | 11.0232 | 10.8193 | 10.3338 | 9.8526 | 9.3262 | 8.9026 | 8.4893 | 7.94 | 7.2995 | 6.5472 | 4.9143 | 0.5534 | -2.2046 | -4.3988
KILSYTH | 11 | BONNYBRIDGE | 272307.507 | 677404.868 | 11.5951 | 11.4821 | 10.9121 | 10.3248 | 9.6914 | 8.9449 | 8.1818 | 7.2433 | 6.3342 | 5.3479 | 4.2168 | 2.1497 | -0.75265 | -1.0549 | -0.69677
KINGS BUILDINGS | 11 | KAIMES | 327015.087 | 670385.773 | 11.7079 | 11.6163 | 11.3619 | 11.0418 | 10.7717 | 10.3928 | 10.0534 | 9.6902 | 9.0496 | 8.4084 | 7.6156 | 5.7751 | 1.0521 | -1.4398 | -1.928
KINGS INCH ROAD | 11 | BRAEHEAD PARK | 251895.971 | 667214.489 | 28.7042 | 28.7299 | 28.5531 | 28.2568 | 28.0352 | 27.8206 | 27.6401 | 27.4938 | 27.2364 | 27.0363 | 26.6721 | 25.7605 | 23.706 | 22.8437 | 22.2378
KINGSKNOWE ROAD NORTH | 11 | SIGHTHILL | 321401.0402 | 670925.975 | 13.3735 | 13.8099 | 14.2394 | 14.1272 | 14.0628 | 13.983 | 14.0791 | 13.9821 | 13.6174 | 13.4224 | 13.1348 | 12.2334 | 10.8853 | 10.2961 | 10.0193
KINGSLAND | 11 | KAIMES | 324897.488 | 641277.895 | 1.4483 | 2.0163 | 1.0682 | 1.0206 | 1.3198 | -0.011262 | -0.38547 | -0.79733 | -1.2162 | -1.8232 | -2.5334 | -4.068 | -7.0331 | -7.777 | -7.5646
KIRKBANK | 11 | CHAPELCROSS | 309568.083 | 590261.758 | 6.3082 | 6.2936 | 6.2288 | 6.1821 | 6.1378 | 6.0688 | 6.0196 | 5.9703 | 5.8744 | 5.7996 | 5.6764 | 5.4463 | 4.9099 | 4.7292 | 4.5487
KIRKINTILLOCH | 11 | EASTERHOUSE | 265610.457 | 673700.872 | 7.9902 | 7.9621 | 7.7433 | 7.3238 | 6.9821 | 6.5302 | 6.1474 | 5.7423 | 5.2399 | 4.5706 | 3.7454 | 1.9193 | -2.3171 | -4.0419 | -4.1786
KIRKNEWTON | 11 | LIVINGSTON EAST | 312259.707 | 667132.733 | 3.7242 | 14.2371 | 14.0737 | 13.2517 | 12.9729 | 12.7376 | 12.549 | 12.3548 | 12.1107 | 11.8 | 11.4284 | 10.6027 | 8.1475 | 6.3521 | 6.0172
KIRKTON | 11 | LIVINGSTON EAST | 304127.116 | 667405.94 | 14.8264 | 14.8914 | 14.7364 | 14.0405 | 13.6612 | 13.2619 | 12.9388 | 12.6109 | 12.1896 | 11.6569 | 11.0148 | 9.6929 | 5.7552 | 3.2128 | 2.1939
LADY VICTORIA | 11 | PORTOBELLO | 333363.51 | 663880.432 | 6.3046 | 6.381 | 6.4683 | 5.7144 | 5.4742 | 5.0967 | 4.818 | 4.5089 | 4.1241 | 3.5408 | 2.8168 | 1.1581 | -2.8596 | -4.7371 | -4.8835
LANARK | 11 | LINNMILL | 289471.3678 | 643232.1306 | 17.0582 | 16.9049 | 16.9279 | 16.4867 | 16.1429 | 15.7048 | 15.2649 | 14.7142 | 13.8252 | 13.1001 | 12.2395 | 10.439 | 6.3138 | 4.2606 | 3.0773
LANGHOLM | 11 | CHAPELCROSS | 335780.43 | 584363.829 | 20.3387 | 20.2471 | 20.0207 | 19.7523 | 19.5308 | 19.3069 | 19.0875 | 18.8709 | 18.5859 | 18.2223 | 17.7953 | 16.9223 | 14.5043 | 13.4757 | 12.9705
LANGLANDS STREET | 11 | KILMARNOCK TOWN | 242465.764 | 638186.997 | 11.7549 | 11.6921 | 11.5105 | 11.1457 | 10.7501 | 10.3262 | 9.9621 | 9.5869 | 9.0323 | 8.5279 | 7.9235 | 6.6653 | 2.9779 | 0.20188 | -1.9099
LANGSIDE | 11 | HAGGS ROAD | 257922.0486 | 661678.2063 | 5.8085 | 6.1919 | 6.5423 | 6.096 | 5.7431 | 5.1884 | 4.7573 | 3.9894 | 3.0642 | 2.6566 | 2.1297 | 1.0447 | -2.0995 | -4.2957 | -3.9958
LARBERT | 11 | BONNYBRIDGE | 286531.675 | 681871.732 | 1.3755 | 1.2285 | 1.0947 | 0.14251 | 5.1815 | 4.6868 | 4.2655 | 3.8566 | 3.2651 | 2.4882 | 1.4929 | -0.75389 | -6.1072 | -8.0456 | -7.9352
LARGS | 11 | SALTCOATS B | 221070.3909 | 659858.2912 | 16.5598 | 16.5055 | 16.2267 | 15.6974 | 15.3235 | 14.9091 | 14.5271 | 14.0373 | 13.4735 | 12.8319 | 12.1319 | 10.7248 | 7.3035 | 5.198 | 3.778
LARKFIELD | 11 | SPANGO VALLEY | 223035.922 | 675940.272 | 12.919 | 13.1514 | 13.2787 | 12.8365 | 12.5254 | 12.16 | 11.8561 | 11.3666 | 10.8316 | 10.5101 | 10.0866 | 9.2604 | 6.3448 | 4.9721 | 4.5041
LARKHALL (PRIMARY) | 11 | WISHAW | 277345.739 | 649210.723 | 13.6971 | 13.8463 | 13.9019 | 13.3579 | 12.9339 | 12.6779 | 12.5187 | 12.367 | 12.141 | 11.7952 | 11.383 | 10.512 | 8.0073 | 6.3946 | 4.6995
LARKHALL TOWN | 11 | WISHAW | 276209.968 | 651041.883 | 17.1559 | 17.1698 | 17.0895 | 16.7804 | 16.6116 | 16.3787 | 16.1686 | 15.9465 | 15.679 | 15.287 | 14.8048 | 13.7092 | 11.273 | 10.4369 | 10.4585
LAUDER | 11 | GALASHIELS | 352139.354 | 647493.852 | 4.8988 | 4.8818 | 4.7552 | 4.6352 | 4.4911 | 4.3059 | 4.168 | 4.0118 | 3.8106 | 3.6047 | 3.3718 | 2.9042 | 2.0131 | 1.4376 | 1.2331
LEONARDS CHAPEL | 11 | STRATHAVEN | 264890 | 653790 | 17.468 | 17.4169 | 17.1876 | 16.785 | 16.5121 | 16.2296 | 15.9846 | 15.7308 | 15.2988 | 14.8936 | 14.3831 | 13.3489 | 10.0183 | 7.506 | 5.6707
LESLIE STREET | 11 | ST. ANDREWS CROSS | 257799.45 | 663199.635 | 11.9434 | 12.3343 | 12.7589 | 12.681 | 12.6368 | 12.5586 | 12.5723 | 12.4507 | 11.9958 | 11.7425 | 11.4108 | 10.6921 | 9.3389 | 8.6566 | 8.465
LESMAHAGOW | 11 | LINNMILL | 281790.6584 | 640321.9187 | 15.2082 | 15.1486 | 15.269 | 14.8832 | 14.4469 | 13.9579 | 13.3281 | 12.673 | 11.9389 | 11.1123 | 10.1269 | 8.1138 | 3.3415 | 0.84227 | -0.28996
LETHANHILL | 11 | COYLTON | 242298.374 | 610583.865 | 13.6904 | 13.6818 | 13.5632 | 13.4103 | 13.2591 | 13.104 | 12.9421 | 12.736 | 12.5117 | 12.3137 | 12.0727 | 11.5751 | 10.5412 | 9.8229 | 9.6336
LEUCHARS | 11 | CUPAR | 345234.044 | 721206.685 | 5.5534 | 5.5582 | 5.5012 | 5.2047 | 4.9247 | 4.6505 | 4.4979 | 4.3628 | 4.1628 | 3.9235 | 3.6483 | 3.1234 | 1.2554 | -0.10187 | -0.52483
LEVEN | 11 | LEVEN | 335648.3349 | 701047.0839 | 12.1059 | 12.369 | 12.3988 | 11.7533 | 11.5355 | 11.2941 | 11.0472 | 10.7417 | 10.3503 | 10.1778 | 9.8938 | 9.4315 | 7.9157 | 7.3877 | 7.5681
LEVEN STREET | 11 | WISHAW | 275211.2068 | 655923.132 | 15.1135 | 15.2856 | 15.2322 | 14.7005 | 14.3863 | 14.089 | 13.881 | 13.6519 | 13.2718 | 12.8822 | 12.4112 | 11.401 | 9.0755 | 8.2551 | 8.3657
LEVENBANK | 11 | LEVEN | 337527.062 | 700836.35 | 2.8393 | 13.149 | 13.1783 | 12.7817 | 10.9936 | 10.5254 | 10.1351 | 9.8559 | 9.4123 | 8.9862 | 8.5016 | 7.5681 | 4.7495 | 2.8516 | 2.0875
LINLITHGOW | 11 | GRANGEMOUTH | 299938.951 | 676838.247 | 14.2583 | 14.235 | 14.1569 | 13.7656 | 13.5099 | 13.1753 | 12.9046 | 12.6148 | 12.1918 | 11.6391 | 10.982 | 9.4632 | 5.6648 | 4.025 | 3.5097
LINTHAUGH ROAD | 11 | CROOKSTON B | 253260.572 | 663122.022 | 15.6357 | 15.6596 | 15.812 | 15.4775 | 15.2639 | 14.9697 | 14.7364 | 14.5503 | 14.2449 | 13.954 | 13.58 | 12.7748 | 10.5586 | 9.5021 | 8.8655
LINTHOUSE | 11 | GOVAN | 254143.68 | 665860.839 | 9.3987 | 9.451 | 9.554 | 9.1554 | 8.868 | 8.6953 | 8.726 | 8.4858 | 8.3796 | 8.2034 | 7.9574 | 7.4936 | 6.1802 | 5.5825 | 5.3685
LINTON LANE | 11 | GLENNISTON | 326164.003 | 692899.226 | 4.9473 | 4.9379 | 4.953 | 4.7908 | 4.626 | 4.3802 | 4.2508 | 4.0985 | 3.8269 | 3.588 | 3.3079 | 2.6706 | 0.6787 | -0.58017 | -0.80898
LITTLE FRANCE | 11 | KAIMES | 329259.335 | 670014.15 | 14.2597 | 14.2477 | 13.9622 | 13.374 | 13.0429 | 12.6447 | 12.3214 | 11.9598 | 11.3996 | 10.7957 | 10.0979 | 8.5849 | 3.9303 | 0.37672 | -3.576
LOANING | 11 | BERWICK | 398576.499 | 650701.101 | 12.3545 | 12.4263 | 12.0717 | 11.5447 | 11.0057 | 10.3908 | 9.7903 | 9.1527 | 8.4451 | 7.6781 | 6.779 | 4.9829 | 1.6496 | 0.47781 | -0.30149
LOANSTONE | 11 | KAIMES | 324772.2878 | 660083.002 | 6.1741 | 6.1071 | 5.932 | 5.6261 | 5.3544 | 5.0487 | 4.6966 | 4.2945 | 3.9679 | 3.584 | 3.1211 | 2.2643 | 0.68512 | -0.50106 | -0.72898
LOCHEND QUADRANT | 11 | PORTOBELLO | 328055.842 | 674694.916 | 6.3004 | 6.3177 | 6.3055 | 6.1818 | 6.0938 | 5.9198 | 5.832 | 5.6318 | 5.2924 | 5.1567 | 4.9767 | 4.5664 | 2.8811 | 1.3723 | 0.76392
LOCHSIDE | 11 | DUMFRIES | 295601.083 | 578065.635 | 7.2054 | 7.2068 | 7.1021 | 6.8487 | 6.5761 | 6.2767 | 6.0764 | 5.8936 | 5.631 | 5.3628 | 5.0258 | 4.3906 | 2.5013 | 1.3315 | 1.8298
LOCHWINNOCH | 11 | JOHNSTONE | 235828.536 | 659775.497 | 5.2471 | 5.2028 | 5.0957 | 4.9161 | 4.7463 | 4.5985 | 4.4688 | 4.3195 | 4.1546 | 3.9374 | 3.7068 | 3.2279 | 1.8419 | 1.0992 | 0.77319
LOCKERBIE | 11 | CHAPELCROSS | 313300.956 | 580860.108 | 11.1295 | 11.1406 | 10.906 | 10.3417 | 9.8951 | 9.3285 | 8.8536 | 8.3797 | 7.844 | 7.1777 | 6.3992 | 4.8296 | 0.29356 | -2.3569 | -3.3079
LONGANNET | 11 | DUNFERMLINE | 294600.892 | 686256.537 | 6.9885 | 6.8454 | 6.6462 | 6.3225 | 5.9588 | 5.6363 | 5.3318 | 4.9791 | 4.5749 | 4.1627 | 3.7112 | 2.8721 | 0.51637 | -0.90939 | -1.6758
LOWER LONDON ROAD | 11 | PORTOBELLO | 327593.491 | 674265.739 | 4.5468 | 4.5709 | 4.5555 | 4.3774 | 14.2326 | 14.0588 | 13.9824 | 13.7864 | 13.2817 | 13.024 | 12.8268 | 12.3995 | 10.6397 | 9.019 | 8.1095
LUGTON | 11 | KAIMES | 333062.801 | 667529.091 | 8.1165 | 8.4072 | 8.5191 | 7.6857 | 7.1878 | 6.8162 | 6.5389 | 6.272 | 5.8121 | 5.2645 | 4.5736 | 3.0011 | -0.97462 | -2.7667 | -2.797
MANUEL | 11 | GRANGEMOUTH | 296391.579 | 677293.007 | 14.1295 | 14.2382 | 14.3661 | 13.9279 | 13.514 | 13.0098 | 12.6856 | 12.4454 | 12.1127 | 11.6521 | 11.1066 | 9.9195 | 6.7338 | 5.2003 | 5.5124
MARKETHILL | 11 | EAST KILBRIDE | 263240 | 655700 | 13.5594 | 13.5009 | 13.2937 | 12.7988 | 12.4587 | 12.0315 | 11.6564 | 11.2613 | 10.6892 | 10.0041 | 9.1674 | 7.3018 | 2.677 | 0.50425 | -0.94035
MARTIN MILLER | 11 | WHITEHOUSE | 324817.466 | 672886.385 | 12.3962 | 12.3873 | 12.4022 | 12.3947 | 12.3798 | 12.3798 | 12.3753 | 12.3589 | 12.3506 | 12.3392 | 12.3115 | 12.2777 | 12.0978 | 11.7983 | 11.3179
MAUCHLINE | 11 | COYLTON | 249556.362 | 626504.257 | 4.4727 | 4.4365 | 4.3216 | 4.0505 | 3.7579 | 3.4479 | 3.1781 | 2.908 | 2.5694 | 2.2162 | 1.7946 | 0.87769 | -1.7029 | -2.9236 | -3.287
MAUKINFAULD ROAD | 11 | CARNTYNE | 263200.689 | 663621.79 | 19.6238 | 19.7243 | 19.8098 | 19.6849 | 19.6025 | 19.5028 | 19.4571 | 19.3129 | 19.0217 | 18.9169 | 18.7988 | 18.2963 | 16.9081 | 16.4106 | 16.5416
MAXWELL STREET | 11 | WHITEHOUSE | 324476.976 | 670950.468 | 11.9731 | 12.3071 | 12.5765 | 12.1168 | 11.7633 | 11.2963 | 10.8603 | 10.6919 | 10.3603 | 9.9655 | 9.4684 | 8.3212 | 5.2249 | 3.9344 | 4.0635
MAXWELLTON | 11 | DUMFRIES | 296800.249 | 575893.042 | 12.9777 | 13.3097 | 13.4425 | 12.9071 | 12.4585 | 11.9724 | 11.5421 | 10.8217 | 10.313 | 9.8374 | 9.295 | 8.1719 | 4.7344 | 3.854 | 4.0065
MAYBOLE (PRIMARY) | 11 | MAYBOLE | 229354.429 | 609869.902 | 3.0392 | 2.9288 | 2.462 | 2.0919 | 1.5246 | 0.93823 | 0.36417 | -0.3316 | -1.0578 | -1.7922 | -2.5798 | -4.0027 | -6.5358 | -7.9161 | -8.6885
MEADOW ROAD | 6.6 | PARTICK | 255162.23 | 666518.067 | 16.3524 | 16.4727 | 16.4634 | 16.2716 | 16.0862 | 15.9535 | 15.8574 | 15.6518 | 15.4324 | 15.2272 | 14.9686 | 14.4324 | 12.8059 | 12.1244 | 11.8486
MENSTRIE | 11 | DEVONSIDE | 285845.994 | 696352.476 | 8.2175 | 8.4608 | 8.5968 | 7.7968 | 7.1343 | 6.3714 | 6.0215 | 5.6458 | 5.099 | 4.4738 | 3.7197 | 2.1329 | -1.4357 | -2.4506 | -2.0875
METHILHILL | 11 | LEVEN | 335295.467 | 699777.862 | 5.441 | 5.3812 | 5.1359 | 4.7881 | 4.5405 | 4.2882 | 4.0704 | 3.8504 | 3.495 | 3.1167 | 2.6774 | 1.7647 | -1.1096 | -3.3325 | -5.348
MIDDLEBIE | 11 | CHAPELCROSS | 321810.2171 | 575648.1189 | 1.3479 | 1.363 | 1.2533 | 1.0764 | 0.95635 | 0.80409 | 0.66202 | 0.51778 | 0.35383 | 0.15977 | -0.077027 | -0.58653 | -2.0508 | -2.975 | -3.3228
MILL STREET | 11 | AYR | 234116.7204 | 621693.2028 | 5.5393 | 5.8323 | 5.6805 | 4.7225 | 4.1252 | 3.5229 | 3.0354 | 2.4984 | 1.7152 | 0.94275 | 0.0053746 | -1.9204 | -6.1089 | -7.3481 | -7.1894
MILLIKEN | 11 | JOHNSTONE | 241352.3487 | 662076.9319 | 14.6701 | 14.6807 | 14.6827 | 14.3281 | 14.2182 | 14.0484 | 13.9014 | 13.7382 | 13.516 | 13.2128 | 12.8251 | 11.9256 | 9.67 | 8.5585 | 8.3855
MILTON | 11 | KILLERMONT | 259100 | 670060 | 14.0037 | 14.0245 | 13.9615 | 13.6714 | 13.5519 | 13.393 | 13.2834 | 13.1651 | 13.0365 | 12.7869 | 12.4586 | 11.7362 | 9.7405 | 8.5548 | 8.3355
MITCHELL STREET | 11 | WEST GEORGE STREET | 258895.566 | 665245.928 | 7.035 | 7.5562 | 7.799 | 7.032 | 6.488 | 6.3573 | 6.3839 | 6.1156 | 5.7307 | 5.511 | 5.0432 | 4.5747 | 3.662 | 3.1715 | 3.1105
MOFFAT | 11 | CHAPELCROSS | 309421.448 | 603958.799 | 3.9551 | 3.9301 | 3.8007 | 3.671 | 3.4986 | 3.3834 | 3.324 | 3.2323 | 3.1174 | 2.9498 | 2.7477 | 2.2978 | 1.0091 | 0.13372 | -0.52039
MONKTON | 11 | KILMARNOCK SOUTH | 236261.598 | 627815.602 | 8.0397 | 8.1796 | 8.0187 | 7.2779 | 6.8377 | 6.3646 | 5.9823 | 5.6214 | 5.1667 | 4.6236 | 3.9656 | 2.6435 | -0.54592 | -2.2349 | -3.8404
MONKTONHALL | 11 | PORTOBELLO | 333936.292 | 671465.702 | 9.8969 | 10.9253 | 10.1702 | 4.1041 | 33.3856 | 32.8459 | 32.5278 | 32.1887 | 31.75 | 31.1416 | 30.3879 | 28.7058 | 24.8054 | 22.9173 | 22.6939
MOREBATTLE | 11 | HAWICK | 377105.302 | 625093.102 | 3.7837 | 3.7444 | 3.652 | 3.5052 | 3.3817 | 3.2509 | 3.1203 | 2.9909 | 2.8664 | 2.7395 | 2.6245 | 2.359 | 1.7699 | 1.3939 | 1.2079
MORTONHALL | 11 | WHITEHOUSE | 324547.449 | 669129.928 | 16.6449 | 16.5926 | 16.5357 | 16.2258 | 15.7742 | 15.4675 | 15.1703 | 14.838 | 14.4288 | 13.9287 | 13.3516 | 12.1147 | 9.0205 | 6.955 | 7.6583
MUCKRAW | 11 | BATHGATE | 292837.889 | 671726.675 | 6.6571 | 6.8359 | 7.0146 | 6.7717 | 6.6072 | 6.2994 | 6.0144 | 5.9665 | 5.8314 | 5.6731 | 5.4355 | 4.9473 | 3.6112 | 2.9291 | 2.511
MUIRHOUSE | 11 | WISHAW | 276555.979 | 655400.03 | 5.2759 | 5.2844 | 5.258 | 4.9372 | 4.7854 | 4.6168 | 4.4756 | 4.3098 | 4.0331 | 3.7524 | 3.4044 | 2.6302 | 0.4236 | -0.96571 | -2.0613
MUIRHOUSE BANK | 11 | TELFORD ROAD | 321492.702 | 675656.938 | 10.8814 | 11.1074 | 11.552 | 11.3277 | 11.0994 | 10.7328 | 10.3028 | 9.7942 | 9.4698 | 9.0893 | 8.6196 | 7.4889 | 4.3299 | 2.932 | 4.2123
MYOTHILL | 11 | BONNYBRIDGE | 281120.425 | 681393.239 | 11.1941 | 11.2767 | 11.3785 | 10.5968 | 10.2224 | 9.7934 | 9.4268 | 9.0033 | 8.5488 | 7.8554 | 7.0319 | 5.19 | 1.0902 | -0.46882 | -0.44509
MYRTLE ROAD | 11 | COATBRIDGE | 270869.3255 | 661987.6233 | 12.4887 | 12.4125 | 11.9287 | 11.1684 | 10.4882 | 9.7638 | 9.0967 | 8.2413 | 7.311 | 6.5823 | 5.835 | 4.5492 | 2.1747 | 1.0149 | 0.55986
NEILSLAND | 11 | STRATHAVEN | 271520 | 653881.2 | 10.4805 | 10.3356 | 9.8711 | 9.3083 | 8.7997 | 8.1116 | 7.3991 | 6.4537 | 5.3748 | 4.3658 | 3.2281 | 0.8014 | -3.3471 | -4.6896 | -5.3482
NETHERDALE | 11 | GALASHIELS | 350596.421 | 635168.785 | 10.3477 | 10.347 | 9.9642 | 9.4437 | 8.8049 | 8.115 | 7.4966 | 6.8643 | 6.0889 | 5.3058 | 4.3817 | 2.4543 | -3.2064 | -7.0011 | -7.6972
NETHERTOWN | 11 | DUNFERMLINE | 309333.001 | 686910.397 | 13.7633 | 13.5962 | 13.3406 | 12.8017 | 12.3128 | 11.7026 | 11.1167 | 10.4594 | 9.4968 | 8.6406 | 7.6232 | 5.4581 | -0.21602 | -3.8968 | -6.4423
NEW CUMNOCK | 11 | COYLTON | 259648.7595 | 611535.5519 | 7.985 | 7.9672 | 7.8811 | 7.7688 | 7.6367 | 7.512 | 7.3678 | 7.2239 | 7.0805 | 6.933 | 6.7564 | 6.4147 | 5.6521 | 5.1204 | 4.9899
NEWBRIDGE | 11 | BROXBURN | 311761.311 | 672120.206 | 14.409 | 14.6083 | 14.5891 | 14.0469 | 13.7387 | 13.4713 | 13.3323 | 13.2195 | 13.0413 | 12.7881 | 12.4905 | 11.8487 | 10.0112 | 8.8588 | 7.7183
NEWBURGH | 11 | CUPAR | 323747.936 | 718170.125 | 2.6189 | 2.5626 | 2.3979 | 2.1854 | 1.9878 | 1.7875 | 1.5529 | 1.3484 | 1.1175 | 0.87676 | 0.59238 | 0.088194 | -1.2077 | -2.1117 | -2.5785
NEWCASTLETON | 11 | CHAPELCROSS | 348308.412 | 586936.843 | 4.4278 | 4.4058 | 4.3461 | 4.2803 | 4.209 | 4.1198 | 4.0271 | 3.9304 | 3.8302 | 3.7277 | 3.6116 | 3.3999 | 3.0524 | 2.9008 | 2.8386
NEWHOUSE | 11 | NEWARTHILL | 279098.689 | 661401.058 | 6.5911 | 6.8366 | 6.9416 | 6.1492 | 5.7705 | 5.4414 | 5.2593 | 5.0897 | 4.8242 | 4.4317 | 3.9023 | 2.7092 | -0.43221 | -2.015 | -2.1012
NEWLANDS | 11 | GIFFNOCK | 257958.408 | 660626.952 | 13.7784 | 13.7576 | 13.7935 | 13.4068 | 13.0346 | 12.5763 | 12.208 | 11.9411 | 11.3725 | 10.9143 | 10.3671 | 9.1658 | 5.1926 | 2.4836 | 1.6894
NEWMILNS | 11 | KILMARNOCK SOUTH | 252868.481 | 637065.874 | 16.7931 | 16.8233 | 16.8259 | 16.4753 | 16.2556 | 16.0046 | 15.8301 | 15.6444 | 15.3998 | 15.1185 | 14.7762 | 14.0563 | 11.6959 | 9.8266 | 9.205
NEWTON STEWART | 11 | NEWTON STEWART | 241208.934 | 564440.701 | 3.6826 | 3.644 | 3.342 | 3.0381 | 2.6849 | 2.2722 | 1.8463 | 1.483 | 1.0514 | 0.54298 | -0.031348 | -1.1566 | -3.4581 | -4.7642 | -5.2914
NEWTON STREET | 11 | FINNIESTON | 258025.91 | 664984.716 | 29.5903 | 29.9709 | 30.0753 | 29.6595 | 29.3613 | 29.2818 | 29.3247 | 29.2041 | 28.8969 | 28.6945 | 28.5501 | 28.306 | 27.5621 | 27.0867 | 27.1488
NIDDRIE | 11 | PORTOBELLO | 330504.975 | 671457.369 | 9.684 | 10.0565 | 10.1404 | 9.4051 | 8.9551 | 8.6658 | 8.54 | 8.4647 | 8.3027 | 8.0602 | 7.7338 | 7.0483 | 5.2845 | 4.2329 | 4.1864
NORHAM | 11 | BERWICK | 390350.676 | 647147.602 | 1.1452 | 1.136 | 1.0882 | 1.0413 | 0.9908 | 0.92388 | 0.86307 | 0.79876 | 0.69277 | 0.62008 | 0.5238 | 0.33825 | -0.07572 | -0.31976 | -0.48732
NORTH BERWICK | 11 | DUNBAR A | 353614.344 | 684238.504 | 7.9891 | 7.7576 | 7.344 | 6.9348 | 6.3856 | 5.7455 | 5.1513 | 4.4772 | 3.7366 | 2.9453 | 2.0413 | 0.23722 | -3.5729 | -5.3916 | -6.1063
NORTH ROAD | 11 | BERWICK | 399533.2595 | 653831.2555 | 3.0004 | 2.9187 | 2.6089 | 2.0316 | 1.5789 | 1.1153 | 0.68104 | 0.23553 | -0.27375 | -0.82358 | -1.4753 | -2.7108 | -5.4286 | -6.3891 | -6.8335
OAKFIELD - KELSO | 11 | ECCLES | 373048.239 | 635009.881 | 15.8328 | 15.7736 | 15.5799 | 15.2719 | 14.9358 | 14.5465 | 14.207 | 13.8466 | 13.4043 | 12.9151 | 12.3188 | 11.0414 | 7.4642 | 5.1356 | 3.7555
OCEAN DRIVE | 11 | SHRUBHILL | 326238.793 | 676950.037 | 19.0496 | 19.2555 | 19.3733 | 19.2577 | 19.1841 | 19.1313 | 19.1747 | 19.1344 | 19.0043 | 18.9073 | 18.7766 | 18.5868 | 18.1621 | 17.8756 | 17.877
OLD BRIDGE ROAD | 11 | AYR | 236230.0002 | 623354.4477 | 14.8095 | 14.8153 | 14.7256 | 14.3068 | 14.0789 | 13.7759 | 13.5275 | 13.2693 | 12.8856 | 12.4129 | 11.8321 | 10.4938 | 7.2542 | 5.7425 | 5.5737
OLD DUMBARTON ROAD | 6.6 | PARTICK | 256532.59 | 666188.757 | 17.3124 | 17.3269 | 17.2369 | 17.0686 | 16.9308 | 16.8145 | 16.6963 | 16.5701 | 16.4301 | 16.3108 | 16.1499 | 15.7718 | 14.6321 | 13.927 | 13.584
OLD INNS | 11 | CUMBERNAULD | 277198.998 | 676800.209 | 12.3078 | 12.2488 | 11.7499 | 11.2327 | 10.5909 | 9.8682 | 9.1227 | 8.2204 | 7.2732 | 6.3411 | 5.2629 | 3.4198 | 0.96214 | 1.0159 | 1.5017
OVERTOWN | 11 | WISHAW | 280210.737 | 653226.127 | 13.9207 | 13.8766 | 13.6899 | 13.2994 | 12.9988 | 12.6678 | 12.3958 | 12.0886 | 11.7019 | 11.2358 | 10.6878 | 9.5513 | 6.6256 | 4.9241 | 3.3263
OXGANGS ROAD | 11 | WHITEHOUSE | 323368.571 | 668903.525 | 10.7653 | 10.7378 | 10.6055 | 10.4876 | 10.3782 | 10.2077 | 10.0737 | 9.9205 | 9.6662 | 9.3913 | 9.0513 | 8.2636 | 6.3194 | 5.356 | 5.2044
PARK ROAD | 11 | WHITEHOUSE | 326849.425 | 672623.003 | 13.9735 | 14.2058 | 14.3177 | 14.0252 | 13.8225 | 13.5971 | 13.4302 | 13.3155 | 13.1472 | 12.9616 | 12.717 | 12.1686 | 10.6084 | 9.8827 | 9.9381
PAULVILLE | 11 | BATHGATE | 297056.656 | 668325.621 | 12.6304 | 12.712 | 12.6217 | 12.2637 | 12.1055 | 11.8557 | 11.674 | 11.4924 | 11.196 | 10.8489 | 10.3934 | 9.3704 | 6.785 | 5.5223 | 5.4018
PENCAITLAND | 11 | COCKENZIE | 343673.973 | 668764.755 | 11.5243 | 11.5196 | 11.5016 | 11.0768 | 10.8141 | 10.5403 | 10.2762 | 10.0229 | 9.7362 | 9.4096 | 9.0179 | 8.243 | 6.2041 | 4.9489 | 4.6138
PENICUIK | 11 | KAIMES | 323764.584 | 661015.313 | 4.4313 | 4.3756 | 4.1961 | 3.8228 | 3.5999 | 3.298 | 3.011 | 2.6931 | 2.2016 | 1.7359 | 1.1634 | -0.0934 | -3.5306 | -5.4823 | -6.9912
PENNYWELL ROAD | 11 | TELFORD ROAD | 322000 | 675876.8424 | 12.8986 | 13.0028 | 13.1829 | 12.9207 | 12.7546 | 12.5388 | 12.4094 | 12.1124 | 11.736 | 11.5413 | 11.3206 | 10.8049 | 9.3397 | 8.5891 | 8.5212
PENPONT | 11 | DUMFRIES | 285122.399 | 594236.595 | 4.5955 | 4.5717 | 4.4171 | 4.1458 | 3.9312 | 3.7396 | 3.5509 | 3.3406 | 3.1165 | 2.7284 | 2.2955 | 1.405 | -1.3446 | -2.7748 | -3.2871
PEPPERCRAIGS | 11 | COCKENZIE | 350831.6 | 674496.228 | 12.5155 | 12.4216 | 12.0222 | 11.7071 | 11.3369 | 10.8872 | 10.4874 | 10.0558 | 9.5634 | 8.9235 | 8.1529 | 6.5105 | 2.491 | 0.27368 | -0.8339
PETERSHILL ROAD | 11 | PORT DUNDAS | 261612.002 | 667327.907 | 11.4067 | 11.5341 | 11.7143 | 11.3031 | 10.9217 | 10.4449 | 9.9717 | 9.5287 | 9.1826 | 8.7128 | 8.1554 | 6.9843 | 3.8084 | 1.9939 | 2.8674
PILTON DRIVE WEST | 11 | DEWAR PLACE | 323261.065 | 676003.589 | 17.3329 | 17.6501 | 17.8742 | 17.7187 | 17.6261 | 17.5437 | 17.5037 | 17.2956 | 17.0006 | 16.7272 | 16.5322 | 16.1845 | 15.1948 | 15.0612 | 15.1712
PINWHERRY | 11 | MAYBOLE | 219700.49 | 587851.186 | 5.5377 | 5.5172 | 5.3861 | 5.289 | 5.1462 | 4.9801 | 4.8181 | 4.5826 | 4.3857 | 4.237 | 4.0805 | 3.8722 | 3.6704 | 3.4989 | 3.4292
PITREAVIE | 11 | INVERKEITHING | 310396.264 | 685721.681 | 12.9209 | 13.0468 | 13.3795 | 13.4545 | 13.9386 | 11.4254 | 11.151 | 10.8587 | 10.4974 | 10.0146 | 9.4547 | 8.3096 | 5.1178 | 3.3192 | 1.8952
PITTEUCHAR | 11 | REDHOUSE | 328152.385 | 699539.891 | 15.506 | 15.7004 | 15.7814 | 15.3875 | 15.0821 | 14.7593 | 14.5429 | 14.2787 | 14.0667 | 13.8181 | 13.5087 | 12.8855 | 11.276 | 10.486 | 10.6573
POLKEMMET | 11 | BATHGATE | 293468.896 | 664129.534 | 11.9869 | 12.1165 | 12.0632 | 11.44 | 11.2133 | 10.8862 | 10.624 | 10.3833 | 10.0156 | 9.5338 | 8.9257 | 7.4983 | 4.021 | 2.2504 | 1.9542
POLMONT | 11 | GRANGEMOUTH | 292087.733 | 679073.024 | 13.419 | 13.4145 | 13.4545 | 12.8173 | 12.4583 | 12.0114 | 11.5795 | 11.1472 | 10.5311 | 9.7497 | 8.7933 | 6.6178 | 1.8779 | 0.94704 | 1.2433
POLTONHALL | 11 | KAIMES | 330067.976 | 665327.261 | 3.6293 | 3.6443 | 3.674 | 3.2693 | 3.0723 | 2.8727 | 2.6727 | 2.4298 | 2.0213 | 1.6285 | 1.1543 | 0.054385 | -2.8582 | -4.3101 | -4.4724
PORT GLASGOW | 11 | DEVOL MOOR | 233459.097 | 673490.172 | 5.7412 | 5.7719 | 5.6888 | 5.4655 | 5.3746 | 5.2245 | 5.139 | 5.0534 | 4.8793 | 4.7091 | 4.4753 | 3.9471 | 2.4153 | 1.1361 | 0.72091
PORTOBELLO | 11 | PORTOBELLO | 330051 | 674321 | 17.2373 | 17.3403 | 17.0301 | 17.6798 | 18.204 | 14.5003 | 13.9948 | 13.5055 | 12.7659 | 11.782 | 10.5281 | 7.6395 | 0.25633 | -4.8913 | -6.3097
PRESTONPANS | 11 | COCKENZIE | 339852.1635 | 675123.1188 | 14.9121 | 14.7516 | 14.2709 | 13.7883 | 13.2699 | 12.6862 | 12.1525 | 11.5454 | 10.729 | 9.9016 | 8.9335 | 6.935 | 1.5187 | -2.0418 | -5.78
PYRAMID | 11 | BATHGATE | 299412.0046 | 667500.5957 | 16.6126 | 16.7981 | 16.8293 | 16.4853 | 16.231 | 15.9912 | 15.8788 | 15.7771 | 15.6439 | 15.5022 | 15.3162 | 14.9346 | 13.6781 | 12.7922 | 12.08
QUEENS DRIVE | 11 | KILMARNOCK TOWN | 243214.996 | 637194.056 | 15.295 | 15.3254 | 15.2055 | 14.8131 | 14.6161 | 14.3706 | 14.1823 | 14.0225 | 13.6356 | 13.2952 | 12.8787 | 11.9305 | 9.2839 | 7.5793 | 7.0462
QUEENSWAY | 11 | GLENROTHES | 327735.542 | 701353.992 | 11.6737 | 11.6257 | 11.4454 | 11.1159 | 10.738 | 10.3393 | 9.9896 | 9.6465 | 9.2236 | 8.7801 | 8.2455 | 7.1796 | 4.7369 | 3.2983 | 2.8011
RADNOR PARK | 11 | KILBOWIE 33 | 249611.545 | 671549.355 | 14.4146 | 14.5066 | 14.6147 | 14.3517 | 14.1227 | 13.753 | 13.3969 | 13.1653 | 12.7585 | 12.4278 | 11.9995 | 11.0338 | 8.6434 | 7.721 | 7.6079
RAITH | 11 | GLENNISTON | 327889.447 | 690681.076 | 16.4332 | 16.4312 | 16.3033 | 16.0288 | 15.8261 | 15.5486 | 15.3573 | 15.1405 | 14.8447 | 14.4758 | 14.0576 | 13.1411 | 11.0559 | 10.0399 | 9.6674
RALSTON | 11 | CROOKSTON A | 251640.307 | 664133.303 | 9.0031 | 8.9419 | 8.608 | 8.0778 | 7.8734 | 7.695 | 7.5703 | 7.3653 | 7.0017 | 6.4538 | 5.793 | 4.1759 | -0.14885 | -2.4524 | -3.0278
RANDOLPH LANE | 6.6 | DEWAR PLACE | 324547.109 | 673913.799 | 16.6329 | 16.9189 | 17.1175 | 16.8991 | 16.7393 | 16.6195 | 16.5635 | 16.2851 | 15.8766 | 15.7483 | 15.5594 | 15.1337 | 14.0006 | 13.4478 | 13.4049
RANDOLPH ROAD | 11 | PARTICK | 254895.079 | 667386.54 | 7.2267 | 7.6907 | 7.9525 | 7.3567 | 7.0319 | 6.7279 | 6.4761 | 5.9219 | 5.3487 | 4.9317 | 4.4354 | 3.4482 | 0.35469 | -1.541 | -2.2254
RANNOCH ROAD | 6.6 | SIGHTHILL | 320168.451 | 674073.391 | 12.6008 | 12.7875 | 12.887 | 12.8506 | 12.7852 | 12.6801 | 12.5256 | 12.4169 | 12.2528 | 12.1331 | 11.9779 | 11.5809 | 10.3206 | 9.5666 | 9.4449
RAVENSPARK | 11 | SALTCOATS B | 231390.721 | 640406.966 | 13.3138 | 13.3199 | 13.0972 | 12.811 | 12.652 | 12.4252 | 12.271 | 12.0733 | 11.7269 | 11.4237 | 11.0423 | 10.2348 | 8.1378 | 6.6657 | 6.1762
REDHOUSE | 11 | REDHOUSE | 329017.581 | 695330.149 | 12.3804 | 12.3381 | 12.0213 | 11.5405 | 10.9636 | 10.365 | 9.8622 | 9.3339 | 8.7638 | 8.1553 | 7.4681 | 6.0969 | 3.1482 | 1.4528 | 1.1785
RENFREW FERRY | 11 | BRAEHEAD PARK | 250957.014 | 668034.809 | 17.97 | 18.667 | 18.9993 | 18.097 | 17.3737 | 16.5005 | 15.7592 | 15.3331 | 14.6143 | 13.8527 | 12.8563 | 10.6009 | 5.1487 | 3.335 | 3.5733
RIVERSIDE | 11 | KILMARNOCK SOUTH | 234456.879 | 637330.853 | 38.4273 | 38.3922 | 38.3326 | 38.2524 | 38.166 | 38.0204 | 37.8544 | 37.6552 | 37.311 | 37.1483 | 36.9582 | 36.5193 | 34.7164 | 33.0657 | 31.7026
ROSEBURN | 11 | SIGHTHILL | 322868.6617 | 673067.4177 | 16.2156 | 16.3308 | 16.3852 | 16.2675 | 36.192 | 36.0917 | 36.0713 | 35.963 | 35.7606 | 35.6849 | 35.5942 | 35.3917 | 34.7006 | 34.1781 | 34.0679
ROTTENROW | 11 | CHARLOTTE STREET | 259651.283 | 665538.377 | 9.0197 | 9.5667 | 9.7611 | 9.0232 | 8.6075 | 8.7287 | 8.8238 | 8.6971 | 8.3491 | 8.0551 | 7.389 | 7.0229 | 5.8649 | 5.391 | 4.8337
ROTTENROW B | 11 | CHARLOTTE STREET | 259633.9218 | 665543.0972 | 16.0346 | 16.3264 | 16.4348 | 16.0218 | 15.8025 | 15.844 | 15.8752 | 15.7839 | 15.5843 | 15.4107 | 15.2193 | 15.0343 | 14.4273 | 14.0384 | 14.0863
S&N BREWERIES VIEWFORTH | 11 | GORGIE | 324261.726 | 672692.622 | 14.7738 | 15.1593 | 15.428 | 15.2083 | 15.0853 | 14.9708 | 14.9774 | 14.8026 | 14.3605 | 14.0511 | 13.695 | 13.2976 | 11.8584 | 10.836 | 10.6478
SALTCOATS MAIN | 11 | SALTCOATS A | 224065.702 | 642681.065 | 22.44 | 22.4178 | 22.252 | 21.7651 | 21.498 | 21.1234 | 20.814 | 20.4281 | 19.9253 | 19.3563 | 18.6525 | 17.147 | 13.8435 | 12.1683 | 11.885
SAUCHIE | 11 | DEVONSIDE | 288608.246 | 694107.478 | 17.0473 | 17.0006 | 16.9087 | 16.4195 | 15.9678 | 15.4581 | 15.1592 | 14.8274 | 14.2502 | 13.7306 | 13.1181 | 11.8202 | 7.5158 | 4.5143 | 3.4419
SAUGHTON ROAD NORTH | 6.6 | SIGHTHILL | 320225.127 | 672161.82 | 16.1207 | 16.2942 | 16.5565 | 16.3487 | 16.1562 | 15.7992 | 15.4496 | 14.8911 | 14.4704 | 14.1358 | 13.7479 | 12.9466 | 10.3883 | 9.3872 | 9.7281
SELKIRK | 11 | GALASHIELS | 347260.144 | 629467.574 | 4.6467 | 4.61 | 4.3245 | 4.1179 | 3.9096 | 3.6311 | 3.4161 | 3.1689 | 2.8483 | 2.476 | 2.0503 | 1.2105 | -0.5104 | -1.0925 | -1.5118
SHAWPARK STREET | 11 | KILLERMONT | 257097.963 | 668628.439 | 9.4461 | 9.7483 | 10.0606 | 9.7788 | 9.6415 | 9.3948 | 9.3571 | 9.0214 | 8.282 | 7.9518 | 7.6705 | 7.0387 | 4.6968 | 3.0185 | 2.5961
SHERWOOD | 11 | PAISLEY | 249270.37 | 664545.838 | 16.1763 | 16.2217 | 16.0397 | 15.758 | 15.6003 | 15.3623 | 15.1787 | 15.019 | 14.7198 | 14.4144 | 14.0174 | 13.1777 | 11.1636 | 10.3155 | 10.3092
SHOTTS | 11 | NEWARTHILL | 287948.949 | 660158.187 | 14.3478 | 14.2819 | 13.9524 | 13.3792 | 12.8681 | 12.2622 | 11.6208 | 10.8179 | 10.0313 | 9.2331 | 8.5921 | 7.5187 | 5.148 | 5.1298 | 5.3183
SIGHTHILL FARM | 11 | SIGHTHILL | 319478.097 | 670777.252 | 6.8775 | 7.3366 | 7.4595 | 6.8871 | 6.5143 | 6.1488 | 6.0918 | 5.7407 | 5.2281 | 4.9895 | 4.6731 | 4.1103 | 2.3947 | 1.318 | 0.58682
SORBIE | 11 | NEWTON STEWART | 241911.399 | 545772.868 | 5.0855 | 5.0519 | 4.8677 | 4.6696 | 4.4581 | 4.2527 | 4.0928 | 3.9468 | 3.7219 | 3.4628 | 3.1497 | 2.4871 | 0.59323 | -0.69086 | -0.78013
SOUTH GYLE | 11 | SIGHTHILL | 318174.546 | 672033.362 | 12.9088 | 13.2479 | 13.2994 | 12.7681 | 12.5004 | 12.3327 | 12.4415 | 12.3568 | 12.4261 | 12.3616 | 12.2365 | 12.0359 | 11.2034 | 10.6817 | 10.6918
SOUTH QUEENSFERRY | 11 | BROXBURN | 313023.241 | 677666.566 | 14.7391 | 14.7397 | 14.7692 | 14.1771 | 13.8708 | 13.5138 | 13.1774 | 12.7736 | 12.3779 | 11.7896 | 11.0909 | 9.5213 | 6.0806 | 4.8914 | 5.0058
SOUTHFIELD | 11 | WESTFIELD | 326136.37 | 699340.856 | 14.7387 | 14.9172 | 14.9223 | 14.6078 | 14.4363 | 14.3037 | 14.3464 | 14.2873 | 14.2443 | 14.1845 | 14.1029 | 13.9769 | 13.5879 | 13.4389 | 13.5645
SPOTT ROAD | 11 | DUNBAR B | 368352.109 | 678007.379 | 6.1953 | 6.1605 | 6.0182 | 5.8814 | 5.7478 | 5.5658 | 5.4155 | 5.2373 | 5.0067 | 4.7419 | 4.4192 | 3.7161 | 2.2347 | 1.7312 | 1.7158
ST VINCENT CRESCENT | 11 | FINNIESTON | 257019.3904 | 665727.0868 | 13.1147 | 13.5187 | 13.6861 | 13.2584 | 12.9979 | 12.9634 | 13.0543 | 12.963 | 12.7024 | 12.4924 | 12.0609 | 11.8127 | 11.04 | 10.5413 | 10.5825
ST. ANDREWS | 11 | CUPAR | 350320 | 715560 | 4.5163 | 5.6848 | 7.2351 | 6.0722 | 34.0473 | 33.3497 | 32.8265 | 32.2122 | 31.4343 | 30.5924 | 29.6251 | 27.7533 | 23.5982 | 21.5834 | 19.6785
ST. ANDREWS CROSS | 6.6 | ST. ANDREWS CROSS | 258554.101 | 663513.503 | 15.9118 | 15.8975 | 15.7951 | 15.4386 | 15.1067 | 14.8286 | 14.6088 | 14.3956 | 14.1255 | 13.8895 | 13.5758 | 12.8664 | 11.0909 | 10.27 | 9.9462
ST. BOSWELLS | 11 | GALASHIELS | 358604.894 | 630593.88 | 3.5021 | 3.5331 | 3.3854 | 3.1956 | 2.923 | 2.653 | 2.3869 | 2.136 | 1.8571 | 1.5155 | 1.1188 | 0.32057 | -2.4222 | -4.2629 | -4.7225
ST. JAMES CENTRE | 11 | SHRUBHILL | 325882.8209 | 674305.5444 | 13.6708 | 14.0166 | 14.0816 | 13.6095 | 13.3494 | 13.1561 | 13.141 | 12.9454 | 12.7344 | 12.6275 | 12.4668 | 12.1899 | 11.4519 | 11.0282 | 11.1064
ST. NINIANS | 11 | STIRLING | 279936.553 | 691353.54 | 4.6413 | 5.3204 | 6.0749 | 3.7721 | 7.5427 | 7.0451 | 6.6015 | 6.1129 | 5.436 | 4.5935 | 3.5697 | 1.3215 | -4.7086 | -8.3024 | -10.3123
STEPFORD | 11 | EASTERHOUSE | 266807.787 | 664954.453 | 14.2946 | 14.3401 | 14.241 | 13.9609 | 13.8151 | 13.6197 | 13.5114 | 13.4144 | 13.2287 | 13.0469 | 12.8083 | 12.3033 | 11.07 | 10.3208 | 10.0763
STEVENSTON | 11 | SALTCOATS A | 227013.689 | 642059.349 | 8.2938 | 8.3891 | 8.2502 | 7.6313 | 7.3151 | 6.8968 | 6.5666 | 6.2086 | 5.7463 | 5.214 | 4.5559 | 3.2424 | 0.81616 | -0.0097793 | -0.060764
STEWARTON | 11 | KILMARNOCK TOWN | 239918.343 | 645365.324 | 9.6646 | 9.6246 | 9.3839 | 9.0997 | 8.6805 | 8.2249 | 7.8305 | 7.4331 | 6.9831 | 6.4389 | 5.7996 | 4.4221 | 0.24037 | -1.9303 | -2.4009
STIRLING | 11 | STIRLING | 280802.8872 | 693278.882 | 15.5652 | 15.6847 | 15.6906 | 15.3239 | 15.1236 | 14.9854 | 14.8792 | 14.8276 | 14.6593 | 14.5621 | 14.4003 | 14.2015 | 13.4759 | 12.8882 | 12.8151
STIRLING UNIVERSITY | 11 | STIRLING | 281125.782 | 696008.701 | 11.107 | 11.296 | 11.3405 | 10.7813 | 10.5168 | 10.2505 | 9.9615 | 9.6484 | 9.2541 | 8.765 | 8.1819 | 6.9759 | 3.5964 | 1.5547 | 0.73756
STONEHOUSE | 11 | WISHAW | 275577.919 | 646480.612 | 2.7069 | 9.2464 | 9.5795 | 8.8554 | 8.5849 | 8.4272 | 8.2892 | 8.1283 | 7.9618 | 7.6703 | 7.2813 | 6.4126 | 4.5814 | 4.1849 | 4.3049
STRANRAER | 11 | GLENLUCE | 206892 | 560120 | 3.0115 | 3.8175 | 3.209 | 2.5198 | 10.0756 | 9.7846 | 9.6204 | 9.4756 | 9.2015 | 8.8502 | 8.391 | 7.3938 | 4.7161 | 3.1292 | 2.5732
STRATHAVEN | 11 | STRATHAVEN | 270293.432 | 644642.094 | 13.0547 | 12.9311 | 12.3243 | 11.8185 | 11.1276 | 10.3577 | 9.451 | 8.4343 | 7.3981 | 6.3772 | 5.4929 | 4.0604 | 1.5916 | 0.43076 | 0.017298
STRATHLEVEN | 11 | STRATHLEVEN | 240228.944 | 677178.855 | 13.372 | 13.4298 | 3.6902 | 3.2345 | 3.012 | 2.7223 | 2.5084 | 2.3219 | 1.9755 | 1.6416 | 1.1838 | 0.18936 | -2.3629 | -3.9013 | -4.3032
SYMINGTON | 11 | LINNMILL | 298820.032 | 635900.344 | 4.3183 | 4.3433 | 4.7498 | 4.5969 | 4.4427 | 4.2738 | 4.1797 | 4.0592 | 3.9168 | 3.703 | 3.4379 | 2.9555 | 1.2175 | 0.31562 | 0.14648
TELFORD ROAD | 11 | TELFORD ROAD | 322472.2119 | 674987.8299 | 14.2251 | 14.3982 | 14.4285 | 13.8874 | 13.4732 | 13.2099 | 13.0228 | 12.8613 | 12.5787 | 12.2551 | 11.8339 | 10.9031 | 8.5376 | 7.5865 | 7.3714
THISTLE COURT | 6.6 | DEWAR PLACE | 325419.659 | 674134.951 | 8.0958 | 8.2548 | 8.3141 | 8.3667 | 8.4093 | 8.2444 | 8.2722 | 8.2767 | 8.2718 | 8.2689 | 8.243 | 8.2147 | 8.1075 | 7.6787 | 7.0906
TONGLAND DISTRIBUTION | 11 | TONGLAND DISTRIBUTION | 269503.143 | 553558.881 | 8.1251 | 8.1104 | 8.0279 | 7.7137 | 7.4992 | 7.2567 | 7.0676 | 6.8925 | 6.6527 | 6.3719 | 6.0312 | 5.2893 | 3.0353 | 1.383 | 0.71357
TORNESS | 11 | DUNBAR B | 374427.1 | 674923.23 | 6.425 | 6.3162 | 6.1253 | 5.8596 | 5.5815 | 5.3537 | 5.1239 | 4.8726 | 4.6574 | 4.486 | 4.3063 | 3.9717 | 3.5376 | 3.6873 | 3.8362
TOWERS ROAD | 11 | NEWARTHILL | 278332.007 | 665689.922 | 10.4253 | 10.0938 | 9.5972 | 8.9922 | 8.1855 | 7.2136 | 6.154 | 4.9073 | 3.4909 | 2.0728 | 0.47733 | -2.6678 | -8.3845 | -10.6431 | -12.8081
TOWNHILL | 11 | DUNFERMLINE | 309927.935 | 689478.786 | 10.2197 | 10.1927 | 9.7872 | 9.3218 | 8.8236 | 8.2579 | 7.7047 | 7.1012 | 6.4707 | 5.8304 | 5.0926 | 3.6819 | 0.73955 | -1.3229 | -1.9194
TRANENT | 11 | COCKENZIE | 339687.9688 | 672792.8107 | 7.0826 | 7.1736 | 6.3051 | 5.6944 | 1.1319 | 0.65899 | 0.28217 | -0.12521 | -0.68603 | -1.3769 | -2.2304 | -4.184 | -8.9332 | -11.2209 | -11.4557
TROON | 11 | KILMARNOCK TOWN | 233083.6648 | 631411.3028 | 3.4812 | 3.9133 | 4.2336 | 2.4661 | 6.1186 | 5.3292 | 4.6859 | 3.9215 | 2.9869 | 2.0061 | 0.85689 | -1.5169 | -6.0221 | -7.2938 | -7.0122
UDDINGSTON | 11 | WESTBURN ROAD (CLYDE'S MILL) | 269788.736 | 660401.968 | 11.0327 | 10.8783 | 10.3351 | 9.8117 | 9.1601 | 8.3563 | 7.5594 | 6.5414 | 5.3476 | 4.219 | 2.9543 | 0.53161 | -3.2549 | -4.097 | -3.8892
UNDERWOOD | 11 | ELDERSLIE | 247798.526 | 664287.903 | 4.8829 | 5.1571 | 5.0603 | 4.1355 | 3.3444 | 2.8567 | 2.5024 | 2.1744 | 1.5923 | 1.0417 | 0.36154 | -0.96905 | -4.4647 | -6.3886 | -8.485
VIRGINIA STREET | 11 | CHARLOTTE STREET | 259302.081 | 665177.915 | 8.0998 | 8.5596 | 8.6673 | 7.9858 | 7.5503 | 7.5969 | 7.5842 | 7.3355 | 7.037 | 6.9136 | 6.5005 | 6.0672 | 5.2442 | 4.7785 | 4.8936
WADDELL STREET | 11 | ST. ANDREWS CROSS | 259612.654 | 663876.729 | 8.9804 | 9.438 | 9.625 | 9.0655 | 8.7754 | 8.8253 | 8.9387 | 8.8479 | 8.5293 | 8.289 | 7.962 | 7.6729 | 6.7934 | 6.285 | 6.3666
WAROUT ROAD | 11 | GLENROTHES | 327228.545 | 700390.186 | 1.5649 | 1.7795 | 2.0425 | 0.53455 | 0.32814 | 0.057379 | -0.16683 | -0.42459 | -0.91847 | -1.304 | -1.7714 | -2.7623 | -5.4488 | -7.2731 | -7.7684
WATLING STREET | 11 | WISHAW | 273960.028 | 658303.9844 | 11.201 | 11.0599 | 10.465 | 9.9018 | 9.3195 | 8.6328 | 7.9188 | 6.9942 | 5.9358 | 4.9734 | 3.9332 | 2.0746 | -1.0788 | -2.7593 | -4.8664
WEST CALDER | 11 | LIVINGSTON EAST | 301084.521 | 662861.057 | 2.8548 | 2.9092 | 2.9246 | 2.5291 | 2.2611 | 2.0503 | 1.9112 | 1.7758 | 1.5617 | 1.266 | 0.90999 | 0.18012 | -2.0648 | -3.6636 | -4.2685
WEST GEORGE STREET | 11 | WEST GEORGE STREET | 258333.7737 | 665640.2753 | 9.0928 | 9.5206 | 9.6425 | 9.0273 | 8.6808 | 8.723 | 8.739 | 8.5669 | 8.2273 | 8.071 | 7.6916 | 7.362 | 6.5663 | 6.0982 | 6.1434
WEST LINTON | 11 | KAIMES | 316152.1847 | 652622.398 | 5.554 | 5.4617 | 5.2471 | 5.1004 | 4.8494 | 4.6122 | 4.341 | 4.0905 | 3.7488 | 3.4375 | 3.235 | 2.6426 | 1.1837 | -0.36225 | -1.0176
WESTBURN ROAD | 11 | WESTBURN ROAD (CLYDE'S MILL) | 265346.313 | 660834.734 | 25.8718 | 26.0091 | 25.8978 | 25.154 | 24.8096 | 24.3749 | 24.0359 | 23.6836 | 23.1755 | 22.5673 | 21.8046 | 20.0911 | 15.7283 | 13.6513 | 13.6144
WESTERTON | 11 | DRUMCHAPEL | 254314.218 | 670771.106 | 7.8339 | 7.9796 | 8.1538 | 7.4596 | 6.9471 | 6.6178 | 6.3865 | 6.1396 | 5.6933 | 5.1652 | 4.4925 | 2.9249 | -1.0501 | -2.7682 | -2.832
WESTFIELD AVE | 11 | HAGGS ROAD | 260489.435 | 661271.296 | 11.2881 | 11.5188 | 11.597 | 11.178 | 10.7931 | 10.3423 | 9.9568 | 9.7557 | 9.4561 | 9.0528 | 8.5759 | 7.558 | 4.7183 | 3.3275 | 2.3564
WESTWOOD | 11 | EAST KILBRIDE | 261934.8754 | 652780.226 | 17.4409 | 17.3245 | 16.8207 | 16.4985 | 16.012 | 15.4086 | 14.7295 | 13.7982 | 12.8964 | 11.9422 | 10.9024 | 8.9608 | 6.5473 | 6.3772 | 6.6497
WHITCHESTER | 11 | ECCLES | 371282.384 | 658170.064 | 4.031 | 4.032 | 4.0037 | 3.9707 | 3.9341 | 3.9025 | 3.8617 | 3.8271 | 3.7915 | 3.7478 | 3.7086 | 3.6156 | 3.3296 | 3.1611 | 3.1567
WHITLAWBURN | 11 | WESTBURN ROAD (CLYDE'S MILL) | 264009.423 | 659347.403 | 21.4768 | 21.3292 | 20.7247 | 19.9911 | 19.2624 | 18.3218 | 17.3904 | 16.2593 | 14.9298 | 13.5599 | 11.9773 | 8.8016 | 3.1224 | 1.1904 | 1.2093
WHOLEFLATS | 11 | GRANGEMOUTH | 294451.301 | 680473.126 | 9.8967 | 10.2177 | 10.2989 | 9.7248 | 9.3398 | 9.0091 | 8.8189 | 8.6072 | 8.4934 | 8.2691 | 7.9949 | 7.47 | 5.5917 | 4.1669 | 3.1558
WILLIAM STREET | 11 | DEWAR PLACE | 324255.41 | 673536.718 | 17.2979 | 17.2705 | 17.1467 | 17.0947 | 16.9479 | 16.8364 | 16.6769 | 16.5581 | 16.3651 | 16.2164 | 16.1513 | 15.8903 | 15.1614 | 14.0554 | 13.5524
WOODEND | 11 | HELENSBURGH | 229101.515 | 683718.176 | 4.6003 | 4.5684 | 4.4873 | 4.1815 | 3.98 | 3.7265 | 3.5045 | 3.2569 | 2.9225 | 2.6091 | 2.2279 | 1.3931 | -1.0921 | -2.9194 | -3.67
WOODISLE | 11 | EASTERHOUSE | 266183.052 | 672994.409 | 14.1893 | 14.1603 | 14.0494 | 13.6339 | 13.4122 | 13.0553 | 12.7276 | 12.3724 | 11.8615 | 11.2007 | 10.4096 | 8.5197 | 3.9958 | 2.1543 | 2.0862
WOODSIDE | 11 | COATBRIDGE | 271929.912 | 663916.72 | 15.3048 | 15.3037 | 15.2103 | 14.9726 | 14.8403 | 14.6738 | 14.5432 | 14.3927 | 14.1364 | 13.8766 | 13.5597 | 12.8323 | 10.6716 | 8.9877 | 7.8597
YAIR BRIDGE | 22 | GALASHIELS | 346836.296 | 632270.467 | 5.4302 | 5.4376 | 13.4467 | 13.4525 | 13.437 | 13.4193 | 13.4032 | 13.3737 | 13.3514 | 13.3315 | 13.302 | 13.2469 | 13.1285 | 13.0024 | 12.8838
YETHOLM | 11 | ECCLES | 382238.877 | 628078.659 | 4.3425 | 4.3351 | 4.2927 | 4.2483 | 4.1946 | 4.1384 | 4.1073 | 4.0603 | 3.985 | 3.9241 | 3.8394 | 3.684 | 3.201 | 2.8495 | 2.715
YOKER FERRY ROAD | 11 | DRUMCHAPEL | 251265.201 | 668619.159 | 8.4854 | 8.7776 | 8.8916 | 8.0984 | 7.4668 | 6.7885 | 6.4021 | 6.098 | 5.5235 | 4.8883 | 4.0595 | 2.2854 | -2.2871 | -4.0295 | -5.0851
ZETLAND PARK | 11 | GRANGEMOUTH | 292872.099 | 681153.554 | 19.2185 | 19.1913 | 19.0872 | 18.6956 | 18.3827 | 18.1391 | 17.9248 | 17.6505 | 17.3191 | 16.9674 | 16.554 | 15.7618 | 13.9329 | 12.8315 | 12.2897

## High Scenario (Demand)
Demand Headroom (MW)
Return to Contents |  |  | Substation Location |  | High Scenario
Substation Name | Voltage (kV) | Grid Supply Point | Easting | Northing | 2022/23 | 2023/24 | 2024/25 | 2025/26 | 2026/27 | 2027/28 | 2028/29 | 2029/30 | 2030/31 | 2031/32 | 2032/33 | 2035 | 2040 | 2045 | 2050
ABBEYLANDS ROAD | 11 | KILBOWIE 33 | 250627.663 | 672976.434 | 7.388 | 7.3829 | 7.3521 | 7.3414 | 7.2718 | 7.0755 | 6.852 | 6.5877 | 6.253 | 5.9722 | 5.6184 | 4.9669 | 3.6017 | 2.9349 | 3.0693
ABRONHILL | 11 | CUMBERNAULD | 278722.75 | 675616.923 | 21.1421 | 21.1223 | 21.0587 | 20.7716 | 20.4465 | 20.0611 | 19.6045 | 19.0744 | 18.5167 | 17.9669 | 17.3494 | 16.1584 | 13.9994 | 12.834 | 12.8201
ADMIRAL STREET | 6.6 | ST. ANDREWS CROSS | 257470 | 664360 | 8.4195 | 8.1991 | 7.8259 | 7.6569 | 7.2973 | 7.0952 | 6.8072 | 6.3914 | 6.1957 | 5.8135 | 5.1176 | 3.4786 | 0.91392 | -0.9604 | -1.3298
AIRDRIE | 11 | COATBRIDGE | 276005.377 | 665357.364 | 10.1354 | 9.9972 | 9.7615 | 9.4973 | 8.7087 | 7.7974 | 6.7785 | 5.6981 | 4.1678 | 2.4033 | 0.38301 | -3.4446 | -8.2786 | -8.778 | -9.1908
ALLANBANK | 11 | NEWARTHILL | 284841.084 | 657420.185 | 16.6241 | 16.5526 | 16.4282 | 16.3554 | 16.1231 | 15.7607 | 14.9306 | 13.8539 | 12.8187 | 11.7916 | 10.6602 | 8.7436 | 5.8631 | 4.3504 | 4.2367
ALMONDVALE | 11 | LIVINGSTON EAST | 305553.961 | 666564.265 | 11.7315 | 11.534 | 11.1703 | 10.8799 | 10.6015 | 10.1962 | 9.4811 | 8.8023 | 7.9472 | 7.1673 | 6.0523 | 3.6894 | -1.2111 | -3.7538 | -4.4678
ANNAN | 11 | CHAPELCROSS | 319945.563 | 567343.91 | 12.1177 | 11.9682 | 11.6602 | 11.5661 | 11.3241 | 10.6705 | 9.9813 | 8.9911 | 7.8238 | 6.7221 | 5.3982 | 3.1545 | -1.7518 | -4.2372 | -4.2885
ANSTRUTHER | 11 | LEVEN | 356383.016 | 703675.175 | 2.8615 | 2.6954 | 2.2083 | 1.4728 | 0.71925 | -0.57137 | -2.0875 | -4.0007 | -5.8074 | -7.5122 | -9.3345 | -12.3505 | -16.0042 | -15.6647 | -15.0482
ARCHERHILL ROAD | 11 | DRUMCHAPEL | 253543.8942 | 669266.5706 | 6.6593 | 6.5693 | 6.3196 | 6.3039 | 6.1389 | 6.0073 | 5.4958 | 4.9769 | 3.6547 | 2.3159 | 0.83284 | -2.0946 | -6.4451 | -9.2128 | -9.9692
ARDGOUR DRIVE | 11 | JOHNSTONE | 243193.272 | 664147.552 | 7.1179 | 6.9734 | 6.6681 | 6.3635 | 5.6969 | 4.9631 | 4.0042 | 2.6179 | 1.2148 | -0.1085 | -1.6051 | -4.3204 | -8.382 | -9.9371 | -9.3287
ARMADALE | 11 | BATHGATE | 294104.186 | 668090.535 | 9.7429 | 9.6336 | 9.274 | 9.2418 | 9.0399 | 8.2255 | 7.3648 | 5.9345 | 4.2545 | 2.6624 | 0.94511 | -2.0529 | -8.8147 | -11.8302 | -11.6817
ASHGROVE STREET | 11 | DALMARNOCK | 261474.041 | 662867.449 | 5.8343 | 5.6381 | 5.2576 | 5.1851 | 4.9561 | 4.8905 | 4.7838 | 4.5507 | 4.487 | 4.2389 | 3.9569 | 2.15 | -0.38292 | -1.7045 | -1.568
AUCHNEEL | 11 | GLENLUCE | 203380.733 | 561634.223 | 3.4815 | 3.4132 | 3.3053 | 3.2532 | 3.0691 | 2.6568 | 2.0937 | 1.3685 | 0.6775 | -0.027427 | -0.82088 | -2.2022 | -4.3038 | -5.6933 | -5.6474
AUCHTERMUCHTY | 11 | CUPAR | 323151.984 | 711519.316 | 5.7969 | 5.7104 | 5.4961 | 5.0993 | 4.5401 | 3.7989 | 2.852 | 1.7017 | 0.59913 | -0.48095 | -1.662 | -3.6424 | -6.5354 | -8.1847 | -7.6964
AURS ROAD | 11 | CROOKSTON B | 250690 | 659100 | 14.1424 | 14.0498 | 13.8664 | 13.6445 | 12.8663 | 11.9888 | 11.0121 | 9.9252 | 8.7547 | 7.2575 | 5.5941 | 2.764 | -0.81552 | -3.3491 | -3.5289
AVENUE END ROAD | 11 | EASTERHOUSE | 264815.531 | 667555.951 | 17.5628 | 17.467 | 16.8962 | 16.1309 | 15.0129 | 13.6765 | 12.012 | 9.8362 | 7.74 | 5.5347 | 3.1283 | -0.86639 | -5.3674 | -7.1932 | -7.4083
AYTON | 11 | BERWICK | 392062.407 | 660576.39 | 1.1442 | 1.9681 | 5.6202 | 4.8809 | 4.6272 | 4.346 | 3.8872 | 3.2522 | 2.6436 | 2.0501 | 1.3147 | 0.17821 | -1.4312 | -2.2938 | -3.5305
BAILLIESTON | 11 | WESTBURN ROAD (CLYDE'S MILL) | 267910 | 663290 | 5.7782 | 5.6107 | 5.2603 | 5.1466 | 4.3603 | 3.4658 | 2.5008 | 0.7412 | -1.2037 | -3.0842 | -5.1193 | -8.8426 | -15.9076 | -19.4707 | -19.8831
BAKER STREET | 11 | DEVOL MOOR | 228325.823 | 675631.277 | 12.8603 | 12.712 | 12.4208 | 12.3334 | 12.0809 | 11.5046 | 10.9123 | 10.2835 | 9.4931 | 8.9036 | 8.0125 | 6.3517 | 1.8995 | -0.19483 | -0.050196
BALGREEN | 11 | SIGHTHILL | 321867.631 | 672625.378 | 15.8386 | 15.7954 | 15.6606 | 15.4217 | 35.0679 | 34.4603 | 33.6728 | 32.4991 | 31.3016 | 30.1521 | 28.9306 | 26.952 | 25.2643 | 25.9876 | 25.1746
BALLOCH | 11 | STRATHLEVEN | 239188.9912 | 681197.131 | 9.8082 | 9.6236 | 9.2609 | 8.908 | 7.9959 | 6.9816 | 5.9379 | 4.5422 | 2.8647 | 1.375 | -0.31724 | -3.333 | -7.5969 | -10.1401 | -9.8146
BALMORE | 11 | KILLERMONT | 259907.163 | 673535.919 | 12.5128 | 12.4061 | 12.1664 | 12.0771 | 11.8104 | 11.4515 | 10.7089 | 9.3174 | 7.8498 | 6.3697 | 4.6812 | 1.4618 | -2.7122 | -2.5876 | -1.8962
BARNTON GROVE | 11 | SIGHTHILL | 318715.464 | 675054.687 | 16.2129 | 16.1842 | 16.0741 | 15.9849 | 15.6616 | 15.2608 | 14.7221 | 13.9411 | 13.2355 | 12.5566 | 11.8303 | 10.6496 | 8.5501 | 7.3939 | 7.4931
BARNTON QUARRY | 6.6 | SIGHTHILL | 320097.075 | 674956.678 | 17.0041 | 16.9631 | 16.8374 | 16.8293 | 16.7353 | 16.6693 | 16.334 | 15.4925 | 14.658 | 13.9017 | 13.0759 | 11.7432 | 10.7255 | 10.5603 | 10.2981
BARRHEAD | 11 | CROOKSTON B | 250406.666 | 659822.989 | 13.8679 | 13.8077 | 13.6577 | 13.1319 | 12.5264 | 11.8328 | 11.0639 | 10.2061 | 9.2266 | 8.1183 | 6.8264 | 4.5516 | 1.4315 | -0.90962 | -0.97506
BARRHILL | 11 | GLENLUCE | 210706.948 | 544373.807 | 8.4716 | 8.4278 | 8.3724 | 8.2459 | 8.0827 | 7.8483 | 7.5672 | 7.2235 | 6.9154 | 6.6048 | 6.245 | 5.6726 | 4.709 | 4.1021 | 3.6196
BARTERHOLM | 11 | PAISLEY | 248648.016 | 662757.152 | 10.8344 | 10.7046 | 10.4641 | 10.1381 | 9.4194 | 8.5653 | 7.64 | 6.6281 | 5.4728 | 4.5207 | 3.335 | 1.0964 | -4.2121 | -6.9112 | -6.9642
BELHAVEN FORTH | 11 | DUNBAR A | 366657.81 | 678127.272 | 5.6422 | 5.5851 | 5.4182 | 5.1276 | 4.6801 | 4.117 | 3.5003 | 2.6902 | 1.9229 | 1.2317 | 0.48901 | -0.76198 | -2.0843 | -1.8217 | -0.87642
BELHAVEN WEST | 11 | WISHAW | 279137.466 | 655246.218 | 10.056 | 9.9409 | 9.742 | 9.7029 | 9.1137 | 8.3688 | 7.5719 | 6.298 | 4.763 | 3.2665 | 1.5578 | -1.6178 | -6.925 | -9.9205 | -10.1863
BELLSHILL (PRIMARY) | 11 | NEWARTHILL | 273441.482 | 660541.095 | 11.009 | 10.801 | 10.4235 | 9.956 | 9.1966 | 7.9655 | 6.6381 | 4.7539 | 2.688 | 1.1818 | -0.35084 | -3.1121 | -6.7248 | -7.7343 | -8.8426
BERRYHILL ROAD | 11 | GIFFNOCK | 255905.112 | 658491.185 | 10.3724 | 9.9339 | 9.3438 | 8.6443 | 7.7379 | 6.6966 | 5.3305 | 3.5317 | 2.0232 | 0.57829 | -0.77393 | -2.5081 | -5.0522 | -7.7221 | -8.1503
BIGGAR | 11 | LINNMILL | 304111.234 | 637546.286 | 3.3367 | 3.3176 | 3.3846 | 3.0032 | 2.6173 | 1.8401 | 0.81355 | -0.54094 | -1.9204 | -3.4175 | -5.1548 | -8.5932 | -13.4702 | -13.9163 | -11.6594
BIRRELL STREET WYND | 11 | REDHOUSE | 328814.184 | 692685.812 | 7.9711 | 7.7818 | 7.4514 | 7.3669 | 7.1708 | 7.0799 | 6.9586 | 6.7063 | 5.7693 | 5.0335 | 4.1661 | 2.3786 | 0.082614 | -1.5732 | -1.8529
BISHOP | 11 | EASTERHOUSE | 268704.235 | 665634.841 | 10.9043 | 10.8425 | 10.6752 | 10.6916 | 10.5916 | 10.4548 | 9.9553 | 9.2833 | 8.2388 | 7.3419 | 6.2778 | 4.3016 | -0.2945 | -2.4585 | -2.3326
BISHOPBRIGGS | 11 | KILLERMONT | 260978.59 | 670303.459 | 6.4041 | 6.228 | 5.902 | 5.7604 | 4.9437 | 4.0115 | 2.7563 | 0.84069 | -1.1144 | -2.9507 | -5.0133 | -8.51 | -15.7065 | -19.1351 | -19.1713
BLACKBURN | 11 | BATHGATE | 297905.928 | 665946.711 | 3.6004 | 3.499 | 3.3276 | 3.2652 | 3.0752 | 2.7571 | 2.3823 | 1.9258 | 1.3681 | 0.85974 | 0.20145 | -1.3375 | -5.1897 | -6.5691 | -6.6388
BLACKHALL PACKAGE | 11 | PAISLEY | 248944.968 | 663424.425 | 17.7444 | 17.6513 | 17.4781 | 17.1373 | 16.6322 | 16.0581 | 15.4233 | 14.7291 | 13.8691 | 12.8759 | 11.7074 | 9.4442 | 6.649 | 6.128 | 5.8634
BONESS KINNEIL | 11 | GRANGEMOUTH | 298959.649 | 681278.93 | 5.4195 | 5.313 | 5.1572 | 4.7484 | 4.2716 | 3.7879 | 3.2892 | 2.7363 | 2.1838 | 1.5005 | 0.79058 | -0.41674 | -1.8819 | -3.6494 | -5.2218
BONNINGTON ROAD | 11 | SHRUBHILL | 326270.4329 | 675799.0006 | 9.2957 | 9.1153 | 8.7485 | 8.6971 | 8.4989 | 8.45 | 8.3477 | 8.1305 | 8.0668 | 7.8212 | 7.5316 | 6.0628 | 2.8024 | 1.3391 | 1.3696
BOUNDARY STREET | 11 | DEVOL MOOR | 230980.355 | 674918.43 | 15.9967 | 15.9072 | 15.7202 | 15.6873 | 15.313 | 14.7938 | 14.2324 | 13.6473 | 13.018 | 12.4202 | 11.399 | 9.5534 | 6.3482 | 4.6599 | 4.7488
BOWHILL | 11 | WESTFIELD | 321324.335 | 695797.18 | 1.9239 | 1.9265 | 1.8575 | 1.6137 | 1.4715 | 0.81667 | 0.29302 | -0.26749 | -0.9909 | -1.8229 | -2.7401 | -4.2933 | -7.5205 | -9.3844 | -9.8125
BRAIDWOOD | 11 | LINNMILL | 284728.213 | 648027.159 | 11.0361 | 10.8403 | 10.4503 | 9.7499 | 8.66 | 7.5568 | 5.7176 | 3.042 | 0.31187 | -2.1091 | -4.7569 | -9.319 | -14.1715 | -10.5435 | -8.1021
BROXBURN | 11 | BROXBURN | 307400.017 | 672045.726 | 15.1549 | 15.1194 | 14.9348 | 14.8884 | 14.5778 | 13.9855 | 13.0638 | 11.7177 | 10.3647 | 9.0442 | 7.5993 | 5.0857 | 1.5902 | -0.5828 | -0.54811
BURGHLEE | 11 | KAIMES | 326860.596 | 665214.725 | 6.0481 | 5.8093 | 5.3984 | 5.1926 | 4.5093 | 3.2545 | 1.8593 | 0.013934 | -1.7856 | -3.649 | -5.744 | -9.6109 | -14.7369 | -16.7821 | -15.9215
BURNBANK | 11 | STRATHAVEN | 270167.2311 | 656095.4499 | 8.191 | 8.0222 | 7.7214 | 7.5944 | 7.1085 | 6.192 | 5.2124 | 4.1565 | 2.9521 | 1.9209 | 0.67804 | -2.3501 | -8.564 | -12.0451 | -12.484
BURNFIELD | 11 | GIFFNOCK | 255283.085 | 659966.077 | 13.0576 | 12.9609 | 12.743 | 12.3007 | 11.6733 | 10.9645 | 10.1888 | 9.107 | 7.7786 | 6.4249 | 4.9002 | 2.1142 | -1.243 | -2.7302 | -2.8794
BURNSIDE | 11 | INVERKEITHING | 313183.304 | 683732.576 | 18.9262 | 18.8262 | 18.7161 | 18.3907 | 17.935 | 17.411 | 16.8512 | 16.2212 | 15.4364 | 14.7003 | 13.8726 | 12.4861 | 8.811 | 6.6665 | 5.8039
BURNTISLAND | 11 | GLENNISTON | 322384.921 | 686636.261 | 17.4865 | 17.3582 | 17.1506 | 16.5626 | 15.8623 | 14.8246 | 13.6023 | 12.0315 | 10.5912 | 9.2137 | 7.7327 | 5.2931 | 2.104 | 1.1404 | 2.2383
BUSH ESTATE | 11 | KAIMES | 325343.5251 | 663499.2663 | 14.4612 | 14.3572 | 14.1772 | 14.1659 | 14.0753 | 14.0732 | 14.0569 | 13.9729 | 13.9627 | 13.8268 | 13.6829 | 13.4579 | 12.1028 | 11.376 | 11.542
BYREHILL | 11 | SALTCOATS A | 229161.486 | 642567.766 | 15.9238 | 15.8378 | 15.6662 | 15.4873 | 14.9286 | 14.2952 | 13.5986 | 12.8405 | 11.8822 | 10.8395 | 9.7278 | 7.7113 | 3.7785 | 1.5 | 1.2912
BYRES ROAD | 11 | FINNIESTON | 256770.319 | 667245.678 | 7.4748 | 7.2901 | 6.9539 | 6.8538 | 6.5312 | 6.3798 | 6.1455 | 5.7268 | 5.5612 | 5.1593 | 4.7499 | 3.928 | 1.0337 | -0.90007 | -2.5664
CADDLEHILL | 11 | SPANGO VALLEY | 227006.0708 | 676188.2622 | 12.6944 | 12.5063 | 12.1432 | 11.2789 | 10.2719 | 9.084 | 7.7693 | 6.2847 | 4.5163 | 2.9464 | 1.004 | -2.6857 | -10.6594 | -13.772 | -13.5592
CALAIS | 11 | DUNFERMLINE | 311912.639 | 687087.42 | 4.2476 | 4.3546 | 4.4955 | 6.8074 | 6.1412 | 1.2423 | -0.24122 | -2.9368 | -5.809 | -8.3941 | -11.1686 | -15.9852 | -22.3137 | -26.4797 | -26.8443
CALLENDAR | 11 | BAINSFORD | 289056.086 | 680237.144 | 8.5321 | 8.3487 | 8.0243 | 7.8563 | 7.48 | 7.1209 | 6.5162 | 5.8908 | 5.0639 | 4.3607 | 3.2697 | 0.52803 | -3.3553 | -5.5247 | -6.7011
CALTON ROAD | 11 | SHRUBHILL | 326128.1236 | 673955.8775 | 15.2126 | 15.1004 | 14.8904 | 14.831 | 14.6819 | 14.622 | 14.5288 | 14.3817 | 14.3331 | 14.1858 | 14.0224 | 13.7277 | 11.8551 | 10.9586 | 10.9771
CAMBUSLANG | 11 | DALMARNOCK | 263514.331 | 661339.515 | 17.5507 | 17.3814 | 16.9755 | 16.58 | 15.989 | 15.0708 | 13.9656 | 12.3636 | 10.6909 | 9.3499 | 7.9553 | 5.403 | 2.813 | 5.5165 | 7.0146
CAMELON | 11 | BONNYBRIDGE | 286535.498 | 680078.219 | 11.5213 | 11.3889 | 11.1936 | 11.0684 | 10.6533 | 10.2443 | 9.8198 | 9.3452 | 8.2784 | 7.375 | 6.3674 | 4.3121 | 1.6744 | 1.442 | 0.8257
CAMERON | 11 | BROXBURN | 305932.878 | 669609.961 | 7.1012 | 6.885 | 6.4737 | 6.3381 | 6.0414 | 5.9077 | 5.3444 | 4.8131 | 3.9075 | 3.1648 | 2.0676 | -0.19495 | -6.3664 | -9.4497 | -10.0587
CARDONALD | 11 | GOVAN | 254235.167 | 664373.735 | 11.6223 | 11.5658 | 11.4006 | 11.3524 | 11.1706 | 11.1053 | 10.9899 | 10.7635 | 10.6554 | 10.3233 | 9.5531 | 7.8716 | 5.2497 | 3.8538 | 3.6823
CARFIN | 11 | NEWARTHILL | 277274.491 | 658447.367 | 10.116 | 10.0328 | 9.8412 | 9.8475 | 9.3733 | 8.6893 | 7.9357 | 6.6748 | 5.0996 | 3.6487 | 2.0339 | -0.87722 | -7.2173 | -10.7794 | -11.534
CARGENBRIDGE | 11 | DUMFRIES | 294510.922 | 574363.571 | 12.7214 | 12.593 | 12.4059 | 12.271 | 11.9232 | 11.5652 | 10.8134 | 9.8106 | 8.8315 | 7.8195 | 6.685 | 4.611 | 1.621 | -0.26965 | -0.41052
CARMUNNOCK ROAD | 11 | CHARLOTTE STREET | 259033.165 | 660559.633 | 15.0601 | 14.9945 | 14.8049 | 14.3979 | 13.7085 | 12.8604 | 11.9388 | 10.901 | 9.7341 | 8.6442 | 7.2795 | 5.0262 | -0.2576 | -2.6796 | -2.5681
CARRON | 11 | BAINSFORD | 288060.047 | 682398.499 | 14.5007 | 14.4144 | 14.2323 | 14.2029 | 14.0513 | 13.7179 | 13.282 | 12.8272 | 11.8525 | 10.871 | 9.7867 | 7.9168 | 6.0289 | 5.3091 | 4.2953
CARRUTHERSTOWN | 11 | DUMFRIES | 309625.3147 | 570239.5477 | 7.3242 | 7.2988 | 7.2461 | 7.2024 | 7.0964 | 6.9869 | 6.7091 | 6.3357 | 5.9757 | 5.5903 | 5.1764 | 4.4224 | 3.2897 | 2.5109 | 2.4853
CARSFAD HYDRO | 11 | CARSFAD HYDRO | 260542 | 585408 | 29.0065 | 28.9761 | 28.9269 | 28.8245 | 28.7666 | 28.7038 | 28.6278 | 28.7278 | 28.6735 | 28.6402 | 28.5857 | 28.5188 | 28.3246 | 28.0219 | 27.9613
CASTLANDHILL | 11 | INVERKEITHING | 312475.541 | 682770.263 | 0.13282 | -0.078899 | 0.08409 | -0.67818 | -1.5355 | -2.9771 | -4.7324 | -6.9137 | -9.0265 | -11.1264 | -13.3852 | -17.2375 | -23.0987 | -26.3751 | -25.3181
CASTLE | 11 | GIFFNOCK | 255438.51 | 656118.256 | 0.24432 | 1.7351 | 0.39929 | 1.1783 | 3.3501 | -0.45844 | -0.533 | -0.77919 | -1.8199 | -2.6482 | -3.9049 | -6.6915 | -12.3316 | -14.8239 | -14.0339
CASTLE DOUGLAS | 11 | TONGLAND | 277628.459 | 561979.07 | 2.8327 | 2.6875 | 2.4718 | 2.2961 | 1.77 | 0.99772 | 0.089616 | -1.0271 | -2.0903 | -3.1747 | -4.4214 | -6.5497 | -9.7452 | -11.8426 | -11.8902
CASTLEMILK | 11 | GIFFNOCK | 259917.552 | 659270.554 | 14.7597 | 14.6811 | 14.5198 | 14.1747 | 13.6421 | 13.0117 | 12.3214 | 11.5141 | 10.4171 | 9.6855 | 8.7041 | 6.9013 | 2.0359 | -0.98675 | -1.7495
CHAPEL | 11 | REDHOUSE | 326403.362 | 694247.059 | 3.1584 | 3.078 | 2.9344 | 2.912 | 2.7911 | 2.4641 | 2.1172 | 1.4953 | 0.56143 | -0.19179 | -1.0269 | -2.4102 | -5.8651 | -7.3004 | -7.5647
CHAPELHALL | 11 | NEWARTHILL | 277733.7815 | 661740.4651 | 20.3165 | 20.2506 | 20.1442 | 20.1068 | 20.0363 | 20.0127 | 19.9754 | 19.9201 | 19.9105 | 19.8705 | 19.814 | 19.5644 | 18.8502 | 18.6713 | 18.8041
CHARLES STREET | 11 | PORT DUNDAS | 260654.181 | 666548.948 | 17.7581 | 17.6695 | 17.5426 | 17.4657 | 17.2794 | 17.1719 | 17.011 | 16.788 | 16.5491 | 16.2673 | 15.9638 | 15.2915 | 13.4708 | 12.375 | 12.2737
CHIRNSIDE | 11 | ECCLES | 386977.1746 | 656676.2966 | 6.0527 | 5.9707 | 5.7513 | 5.7572 | 5.5932 | 5.5648 | 5.4685 | 5.2509 | 5.1444 | 4.854 | 4.5408 | 3.35 | 1.28 | -0.053158 | -1.4578
CLARK WAY | 11 | COATBRIDGE | 272593.688 | 661196.861 | 17.7246 | 17.6241 | 17.4376 | 17.362 | 17.2051 | 17.1409 | 17.0266 | 16.8642 | 16.7975 | 16.5975 | 16.2268 | 15.457 | 13.5058 | 12.4514 | 12.2253
CLARKSTON | 11 | GIFFNOCK | 257299.813 | 657407.196 | 10.2407 | 10.1514 | 9.9275 | 9.598 | 8.8336 | 7.9341 | 6.6739 | 4.6808 | 2.7571 | 0.82369 | -1.2455 | -4.6566 | -9.7949 | -12.6277 | -12.6052
CLUNY ROAD | 11 | GLENNISTON | 325194.767 | 694002.272 | 6.5009 | 6.4331 | 6.3396 | 6.1377 | 5.908 | 5.6767 | 5.4162 | 5.1397 | 4.7776 | 4.33 | 3.81 | 2.7726 | 1.3567 | 0.33987 | -0.077703
CLYDEBANK BUSINESS PARK | 11 | KILBOWIE 33 | 249301.767 | 670590.447 | 10.3774 | 10.1633 | 9.7871 | 9.6199 | 9.289 | 9.1324 | 8.8947 | 8.5272 | 8.3804 | 8.0546 | 7.704 | 6.4652 | 2.9754 | 1.1537 | 0.943
COATS STREET | 11 | COATBRIDGE | 273717.4208 | 665030.5976 | 6.0825 | 5.8937 | 5.5449 | 5.4532 | 5.2094 | 4.5328 | 3.769 | 2.7838 | 1.2844 | -0.27897 | -2.0932 | -5.75 | -9.8452 | -12.2059 | -12.0703
CODDINGTON CRES | 11 | NEWARTHILL | 276423.804 | 661399.069 | 14.1573 | 13.992 | 13.6954 | 13.5526 | 13.274 | 13.1233 | 12.9192 | 12.615 | 12.4702 | 12.1416 | 11.6973 | 10.6796 | 7.8856 | 6.5036 | 6.2827
COLDSTREAM | 11 | ECCLES | 384927.129 | 640012.652 | 1.4613 | 1.3487 | 1.1372 | 1.0192 | 1.0184 | -0.46234 | -1.2888 | -2.3013 | -3.2398 | -4.2011 | -5.2621 | -7.0773 | -9.7627 | -10.6426 | -10.8872
COLINSBURGH | 11 | LEVEN | 346352.442 | 702659.256 | 2.018 | 1.9323 | 1.7122 | 1.3428 | 0.92881 | 0.5044 | -0.029629 | -0.78966 | -1.54 | -2.1898 | -2.8901 | -4.0312 | -5.6171 | -6.2809 | -7.7517
COLINTON NORTH | 11 | SIGHTHILL | 320566.631 | 669129.286 | 13.5785 | 13.4442 | 12.905 | 11.9184 | 10.7323 | 9.3594 | 7.8187 | 6.0386 | 3.9903 | 2.2041 | 0.070628 | -3.9291 | -13.1156 | -16.8153 | -17.0602
COLLEGE MILTON | 11 | EAST KILBRIDE | 261565.076 | 654641.305 | 8.7162 | 8.4892 | 8.1453 | 7.954 | 7.4399 | 6.757 | 6.059 | 5.355 | 4.5317 | 3.6749 | 2.4103 | -0.02143 | -4.1416 | -6.5745 | -7.078
COLLYDENE | 11 | GLENROTHES | 326502.354 | 702983.446 | 17.8174 | 17.7584 | 17.638 | 17.673 | 17.5806 | 17.3288 | 16.9379 | 16.5394 | 15.9555 | 15.1248 | 14.2023 | 12.5216 | 10.7329 | 10.1253 | 9.1326
COLQUHOUN STREET | 11 | STIRLING | 280094.605 | 692811.604 | 5.2075 | 4.9272 | 4.4499 | 4.1807 | 3.5943 | 2.7028 | 1.7598 | 0.78072 | -0.35888 | -1.4871 | -3.1287 | -6.3675 | -11.4029 | -14.6497 | -15.1907
COMMERCIAL ROAD | 11 | HAWICK | 350141.183 | 614818.922 | 1.5871 | 2.0974 | 2.0272 | 0.92916 | 8.7157 | 7.9948 | 7.2518 | 6.3455 | 5.0365 | 3.8734 | 2.5652 | 0.058824 | -5.3085 | -8.0552 | -8.0934
COMMON FARM | 11 | EAST KILBRIDE SOUTH | 264059.0378 | 653911.8936 | 13.6359 | 13.5484 | 13.3313 | 13.3192 | 13.2124 | 12.9396 | 12.2858 | 11.674 | 10.6845 | 9.8894 | 8.7913 | 6.6111 | 2.152 | -1.5964 | -3.6109
CONDORRAT | 11 | CUMBERNAULD | 274173.974 | 673522.551 | 9.4543 | 9.0136 | 7.4405 | 5.932 | 3.8973 | 1.2986 | -2.1676 | -7.0762 | -11.7733 | -15.6598 | -19.6996 | -26.1367 | -32.3426 | -27.0419 | -25.1463
CONSETT STREET | 11 | EASTERHOUSE | 265320.697 | 665698.436 | 6.4896 | 6.2583 | 5.8998 | 5.7331 | 5.3337 | 4.8179 | 4.1528 | 3.4939 | 2.5595 | 1.7206 | 0.33638 | -2.5301 | -6.8565 | -9.6675 | -10.4986
CORRA LINN | 11 | LINNMILL | 288430.395 | 641727.63 | 11.2866 | 11.1168 | 10.9442 | 10.4864 | 9.4656 | 8.4344 | 7.0364 | 5.0729 | 3.1496 | 1.5613 | -0.32507 | -3.2137 | -6.2701 | -4.0607 | -2.1853
COUSLAND | 11 | LIVINGSTON EAST | 305687.912 | 668277.457 | 10.9215 | 10.7745 | 10.548 | 10.4937 | 9.8145 | 8.9827 | 8.0978 | 7.0814 | 5.5258 | 4.0139 | 2.2561 | -1.0733 | -6.9712 | -10.2165 | -10.4551
COWDENBEATH | 11 | WESTFIELD | 315267.288 | 691536.394 | 14.8844 | 14.7432 | 14.5392 | 14.4314 | 13.88 | 13.2304 | 12.5553 | 11.8442 | 10.7574 | 9.6451 | 8.3876 | 6.175 | 2.4137 | -0.27057 | -1.2422
COWGATE | 11 | DEWAR PLACE | 326020.5112 | 673470.1263 | 8.0965 | 7.8733 | 7.5237 | 7.3578 | 6.9895 | 6.7842 | 6.484 | 6.0502 | 5.8748 | 5.4484 | 4.8745 | 3.5837 | 0.56251 | -1.0068 | -2.3236
CRAIGDHU ROAD | 11 | DRUMCHAPEL | 254153.084 | 674203.112 | 14.3764 | 14.2811 | 14.0878 | 13.8791 | 13.1187 | 12.277 | 11.3516 | 10.2044 | 8.6481 | 7.1783 | 5.5503 | 2.9873 | -0.5188 | -3.0215 | -3.1504
CRAIGENDORAN | 11 | HELENSBURGH | 231066.769 | 682015.943 | 13.3637 | 13.2351 | 12.9677 | 12.7269 | 12.0692 | 11.3374 | 10.4362 | 8.894 | 7.1928 | 5.5753 | 3.7972 | 0.49255 | -3.6599 | -5.338 | -5.7979
CRAIGNEUK | 11 | WISHAW | 277686.77 | 655490.502 | 14.2096 | 14.0485 | 13.8427 | 13.7594 | 13.5553 | 13.3396 | 13.054 | 12.7644 | 12.3236 | 11.9708 | 11.4252 | 10.0574 | 7.4798 | 5.7274 | 4.9989
CREETOWN | 11 | NEWTON STEWART | 248081.9917 | 559479.8713 | 8.6179 | 8.5928 | 8.5451 | 8.4299 | 8.2814 | 8.1049 | 7.8641 | 7.554 | 7.2283 | 6.8665 | 6.4402 | 5.6314 | 4.4056 | 4.137 | 4.4557
CRONBERRY | 11 | COYLTON | 265534.663 | 626062.689 | 7.904 | 7.8658 | 7.8042 | 7.6879 | 7.4793 | 7.2031 | 6.8723 | 6.4136 | 5.9831 | 5.5046 | 4.9292 | 3.8881 | 2.3384 | 1.8923 | 2.3799
CROOKSTON | 11 | CROOKSTON A | 251943.526 | 661211.103 | 9.7433 | 9.687 | 9.4958 | 9.0418 | 8.2538 | 7.3076 | 6.2309 | 4.9952 | 3.4969 | 2.214 | 0.7019 | -2.1487 | -8.3704 | -12.8235 | -12.6932
CUMNOCK | 11 | COYLTON | 256307.448 | 619815.904 | 12.735 | 12.4941 | 12.1814 | 11.9901 | 11.3328 | 10.5941 | 9.8246 | 9.0436 | 8.1533 | 7.3318 | 5.9778 | 3.3091 | -0.95367 | -3.6072 | -4.5047
CUPAR | 11 | CUPAR | 336077.8335 | 713987.1492 | 4.1189 | 3.7648 | 3.1817 | 2.2877 | 0.32304 | -2.2092 | -5.1519 | -8.9185 | -12.4055 | -15.8706 | -19.7278 | -26.2647 | -35.2188 | -38.8616 | -36.6944
CURRIE | 11 | CURRIE | 318283.2533 | 668372.4913 | 18.9544 | 18.6424 | 18.1353 | 17.5064 | 16.758 | 15.7046 | 14.3741 | 13.2445 | 12.1184 | 11.0533 | 10.2686 | 8.5394 | 4.1647 | 0.07036 | -0.9928
DALBEATTIE | 11 | TONGLAND | 283323.5209 | 561124.9475 | 10.6973 | 10.5047 | 10.2078 | 9.8761 | 9.0479 | 7.762 | 6.238 | 4.3039 | 2.4782 | 0.56519 | -1.6028 | -5.3164 | -10.7226 | -13.5195 | -12.6221
DALGETY | 11 | INVERKEITHING | 315207.7007 | 683527.3367 | 15.4819 | 15.3842 | 15.1905 | 15.15 | 14.707 | 14.2142 | 13.6906 | 12.7842 | 11.4775 | 10.2979 | 9.0582 | 6.9396 | 4.7528 | 4.2315 | 4.0759
DALRYMPLE DRIVE | 11 | KILWINNING | 233006.419 | 639150.79 | 7.6375 | 7.5192 | 7.2486 | 7.2646 | 6.9516 | 6.0904 | 5.1678 | 4.0598 | 1.8202 | 0.23817 | -1.6599 | -5.2771 | -15.343 | -20.9875 | -22.6193
DARVEL | 11 | COYLTON | 257098.143 | 637625.186 | 8.5811 | 8.5497 | 8.4184 | 8.208 | 8.0078 | 7.7772 | 7.5317 | 7.255 | 6.9184 | 6.6059 | 6.2708 | 5.7538 | 4.6125 | 3.8857 | 3.586
DAVID STREET | 11 | CHARLOTTE STREET | 261301.937 | 664478.457 | 9.7205 | 9.5286 | 9.1658 | 9.0348 | 8.6686 | 8.4655 | 8.1492 | 7.7068 | 7.1112 | 6.2651 | 5.2803 | 3.0621 | 0.38379 | -0.66991 | -1.8876
DEANS | 11 | DRUMCROSS | 301815.865 | 668924.207 | 9.0257 | 8.8158 | 8.4791 | 8.3067 | 7.4817 | 6.5339 | 5.4853 | 4.3845 | 3.0289 | 1.8834 | 0.46008 | -3.2642 | -8.8125 | -12.6177 | -13.6425
DEANS CLOSE | 11 | HAWICK | 365117.11 | 620533.888 | 3.3332 | 3.1743 | 2.9549 | 2.686 | 2.0745 | 1.1187 | -0.010885 | -1.4257 | -2.7481 | -4.061 | -5.5153 | -8.0168 | -11.9369 | -14.348 | -13.9692
DEDRIDGE | 11 | LIVINGSTON EAST | 306010.0296 | 666459.7791 | 15.491 | 15.4202 | 15.2339 | 15.1925 | 15.0604 | 14.879 | 14.542 | 14.2084 | 13.4278 | 12.619 | 11.7303 | 10.0615 | 7.8834 | 6.7033 | 6.6371
DENHOLM | 11 | HAWICK | 356763.7612 | 617774.969 | 5.9577 | 5.9399 | 5.8855 | 5.8559 | 5.709 | 5.5357 | 5.3317 | 5.0697 | 4.791 | 4.5172 | 4.2077 | 3.6712 | 2.9355 | 2.4911 | 2.3634
DENMARK STREET | 11 | PORT DUNDAS | 259224.027 | 667945.486 | 12.0795 | 11.9372 | 11.6737 | 11.5907 | 11.3558 | 11.2178 | 11.0209 | 10.7057 | 10.4787 | 10.107 | 9.6417 | 8.1146 | 5.9731 | 4.4695 | 3.2633
DEWAR PLACE | 11 | DEWAR PLACE | 324478.4386 | 673284.6939 | 8.1489 | 7.9294 | 7.471 | 7.3741 | 7.0757 | 6.9765 | 6.793 | 6.5111 | 6.4552 | 6.1934 | 5.9055 | 4.8077 | 2.0296 | 0.66366 | 0.77963
DOLLAR | 11 | DEVONSIDE | 296004.979 | 696976.894 | 4.4759 | 4.3924 | 4.2679 | 3.8873 | 3.4175 | 2.8221 | 2.0678 | 1.1266 | 0.2746 | -0.60616 | -1.559 | -3.082 | -5.3864 | -6.7977 | -6.3301
DOUGLAS WEST | 11 | LINNMILL | 282028.1435 | 630963.276 | 14.635 | 14.5382 | 14.6123 | 14.266 | 13.9771 | 13.663 | 13.1549 | 12.2528 | 11.3427 | 10.0158 | 8.3802 | 5.1877 | 1.3954 | 3.1375 | 5.4732
DRUMCHAPEL ROAD | 11 | DRUMCHAPEL | 252929.2952 | 670645.141 | 11.9874 | 11.939 | 11.7985 | 11.7804 | 11.6364 | 11.4148 | 10.9888 | 10.5139 | 9.7706 | 8.9503 | 7.9236 | 6.08 | 3.1278 | 0.95191 | 0.25618
DRUMLEY | 11 | COYLTON | 241255.701 | 625064.261 | 4.479 | 4.3931 | 4.2434 | 4.1295 | 3.7538 | 3.1629 | 2.4221 | 1.4278 | 0.40294 | -0.6828 | -1.8823 | -4.1345 | -7.4413 | -8.2268 | -7.1139
DUMBARTON | 11 | STRATHLEVEN | 240227.055 | 675563.438 | 15.0664 | 14.9321 | 14.6664 | 14.2147 | 13.5024 | 12.7096 | 11.8556 | 10.4925 | 9.0085 | 7.6608 | 6.1681 | 3.4204 | 0.25272 | -0.74964 | -0.901
DUMFRIES 11kV | 11 | DUMFRIES | 298478.753 | 575953.462 | 5.7772 | 5.6131 | 5.2874 | 5.2183 | 4.9841 | 4.8656 | 4.4397 | 3.5989 | 2.4934 | 1.51 | 0.25608 | -2.116 | -7.05 | -8.9866 | -8.6666
DUNDAS STREET | 11 | WEST GEORGE STREET | 259138.95 | 665630.508 | 11.8381 | 11.6105 | 11.245 | 11.1336 | 10.8745 | 10.7911 | 10.6533 | 10.4508 | 10.4077 | 10.2119 | 10.0006 | 9.0919 | 6.8069 | 6.0358 | 6.3669
DUNDYVAN | 11 | COATBRIDGE | 272783.939 | 664617.252 | 7.6171 | 7.3666 | 6.92 | 6.2413 | 5.1691 | 3.9628 | 2.1665 | -0.40392 | -3.0513 | -5.3857 | -7.9049 | -12.4963 | -17.4898 | -13.9874 | -12.8605
DUNS | 11 | ECCLES | 379292.6002 | 653785.4536 | 4.1936 | 4.0552 | 3.8551 | 3.5189 | 3.0468 | 2.2989 | 1.3916 | 0.26831 | -0.7772 | -1.8084 | -2.9386 | -4.9005 | -7.7744 | -9.2736 | -9.4805
DUNSCORE | 11 | DUMFRIES | 288143.4842 | 584623.3337 | 8.3808 | 8.3724 | 8.343 | 8.3248 | 8.2862 | 8.2676 | 8.2141 | 8.0873 | 7.9348 | 7.7891 | 7.6448 | 7.3491 | 6.8733 | 6.6621 | 6.6217
DURIE HOUSE | 11 | LEVEN | 337922.938 | 702480.652 | 15.9073 | 15.7313 | 15.4465 | 14.5771 | 13.3217 | 11.7456 | 9.9332 | 7.6511 | 5.5825 | 3.4886 | 1.2233 | -2.4842 | -7.7987 | -10.2623 | -8.7835
EARLS ROAD | 11 | BAINSFORD | 292269.7366 | 681921.9291 | 12.1434 | 11.9979 | 11.738 | 11.6674 | 11.489 | 11.4019 | 11.2074 | 10.9289 | 10.401 | 9.7242 | 8.8692 | 6.9332 | 4.8445 | 3.8094 | 4.0297
EARLSTON (BORDERS) | 11 | GALASHIELS | 358013.603 | 638522.1 | 1.362 | 1.2831 | 1.1583 | 1.1474 | 1.1021 | 1.0779 | 1.0325 | 0.87083 | 0.55011 | 0.22705 | -0.17704 | -0.90175 | -2.4514 | -3.8469 | -4.2227
EARLSTOUN HYDRO | 11 | EARLSTOUN HYDRO | 261389.3718 | 581925.3077 | 13.7588 | 13.7556 | 13.7543 | 13.742 | 13.737 | 13.7308 | 13.7222 | 13.7106 | 13.6885 | 13.7203 | 13.7159 | 13.6829 | 13.6425 | 13.6136 | 13.5861
EAST LINTON | 11 | DUNBAR A | 358505.528 | 676930.318 | 2.2373 | 2.1893 | 1.9609 | 1.6738 | 1.3348 | 0.90337 | 0.33965 | -0.37624 | -1.0709 | -1.7705 | -2.5303 | -3.8678 | -5.632 | -5.6972 | -5.5092
EAST MAINS | 11 | BROXBURN | 309501.321 | 672490.106 | 16.5578 | 16.4443 | 16.2787 | 16.2125 | 16.0916 | 15.9229 | 15.6484 | 15.3479 | 14.8165 | 14.4687 | 13.9519 | 12.9437 | 10.1641 | 9.0726 | 8.9879
EAST TRINITY ROAD | 6.6 | SHRUBHILL | 324812.088 | 676447.157 | 16.4349 | 16.2119 | 15.9733 | 15.6734 | 15.2502 | 14.7226 | 14.299 | 13.7024 | 13.1428 | 12.5918 | 12.0309 | 11.2646 | 9.2984 | 7.1748 | 6.1485
EASTER ROAD | 11 | SHRUBHILL | 327010.943 | 674898.221 | 14.6446 | 14.579 | 14.4856 | 14.4753 | 14.4083 | 14.3911 | 14.3606 | 14.2717 | 14.2445 | 14.1235 | 13.8076 | 12.8268 | 10.8549 | 9.7318 | 9.3247
EASTERCRAIGS | 11 | DALMARNOCK | 261876.143 | 665565.831 | 8.5644 | 8.4276 | 8.2064 | 8.2259 | 8.0421 | 7.9751 | 7.8336 | 7.5659 | 7.4505 | 7.1558 | 6.8445 | 5.9235 | 2.7186 | 0.61677 | 0.13975
ECKFORD STREET | 11 | CARNTYNE | 264147.386 | 663766.231 | 10.5521 | 10.4595 | 10.2535 | 10.2311 | 10.0878 | 10.0432 | 9.9371 | 9.7007 | 9.0773 | 8.329 | 7.4508 | 5.7146 | 3.6831 | 2.6609 | 2.6936
ELIZABETH STREET | 6.6 | GOVAN | 256231.146 | 664475.78 | 3.5264 | 3.4304 | 2.8419 | 2.445 | 2.0024 | 2.0089 | 1.9963 | 1.9365 | 1.9162 | 1.822 | 1.7183 | 1.4731 | -0.61675 | -2.042 | -2.5176
ELLIOT STREET | 11 | WEST GEORGE STREET | 257536.606 | 665510.73 | 8.2604 | 8.059 | 7.6497 | 7.5716 | 7.3407 | 7.2687 | 7.1495 | 6.9345 | 6.9091 | 6.684 | 6.4281 | 5.9991 | 2.8814 | 1.4478 | 1.4405
ERSKINE | 11 | ERSKINE | 246290 | 670590 | 21.5185 | 21.2946 | 20.845 | 20.7027 | 19.9188 | 18.8444 | 17.7229 | 15.5436 | 13.1374 | 10.9219 | 8.4245 | 3.918 | -4.6282 | -8.8545 | -9.0957
EYEMOUTH | 11 | BERWICK | 393717.754 | 664028.547 | 5.6173 | 5.5116 | 5.3193 | 4.9755 | 4.4086 | 3.6646 | 2.753 | 1.5926 | 0.50274 | -0.57187 | -1.815 | -3.859 | -6.7653 | -7.5541 | -6.4494
FAIRLIE | 11 | SALTCOATS B | 221088.874 | 655811.283 | 12.6011 | 12.5673 | 12.5309 | 12.4296 | 12.264 | 12.0262 | 11.7488 | 11.3827 | 11.0528 | 10.7276 | 10.3863 | 9.8005 | 8.8796 | 8.4219 | 8.5662
FALKIRK | 11 | BONNYBRIDGE | 288699.525 | 679388.98 | 9.9674 | 9.8229 | 9.5499 | 8.8799 | 8.0133 | 7.0302 | 5.9369 | 4.6791 | 3.0152 | 1.6147 | 0.0031525 | -2.9356 | -10.0523 | -13.4569 | -14.2237
FAULDHEAD | 11 | COYLTON | 273122.6158 | 612479.9329 | 5.3512 | 5.2735 | 5.1578 | 5.0504 | 4.6944 | 4.2033 | 3.6431 | 2.8917 | 2.1408 | 1.3237 | 0.42521 | -1.2546 | -3.5254 | -4.2696 | -3.6766
FINNOCK BOG | 11 | SPANGO VALLEY | 220351.198 | 670969.426 | 5.5907 | 5.5287 | 5.3995 | 5.0468 | 4.6184 | 4.1435 | 3.6245 | 3.0594 | 2.281 | 1.478 | 0.61187 | -0.8307 | -2.5198 | -3.753 | -3.8549
FIRHILL ROAD | 11 | KILLERMONT | 258156.887 | 667591.503 | 12.2844 | 12.2175 | 12.0329 | 11.9475 | 11.7243 | 11.6011 | 11.3162 | 10.9482 | 10.2666 | 9.8463 | 9.3624 | 8.0104 | 4.4424 | 1.6401 | 0.37111
FLEMINGTON STREET | 11 | PORT DUNDAS | 260615.404 | 667405.598 | 12.3454 | 12.2302 | 11.9814 | 11.9239 | 11.7541 | 11.6898 | 11.5098 | 11.2836 | 11.0557 | 10.2808 | 9.2742 | 6.8895 | 4.103 | 5.1418 | 5.1935
FORGAN | 11 | CUPAR | 343651.5622 | 724817.0595 | 5.9841 | 5.8045 | 5.5223 | 4.7794 | 3.7244 | 2.2492 | 0.41881 | -1.8368 | -3.958 | -6.1972 | -8.601 | -12.7249 | -19.2108 | -23.0421 | -22.0766
FORTH | 11 | NEWARTHILL | 293120.478 | 653513.837 | 14.8455 | 14.7449 | 14.5193 | 14.4213 | 13.6545 | 12.7038 | 11.5227 | 9.8922 | 8.3295 | 7.0892 | 5.8695 | 3.8801 | 1.7011 | 3.2527 | 3.9876
FORTH STREET | 11 | STIRLING | 279767.5426 | 694155.0141 | 15.9179 | 15.8124 | 15.5866 | 15.3622 | 14.8903 | 14.3592 | 13.7771 | 12.8412 | 11.6186 | 10.4799 | 9.167 | 6.5489 | 2.6741 | 0.58446 | -0.23361
FOXBAR | 11 | ELDERSLIE | 245949.243 | 661977.839 | 16.2909 | 16.2198 | 16.0467 | 15.6173 | 14.9259 | 14.0901 | 13.1434 | 12.0732 | 10.7425 | 9.6343 | 8.3513 | 5.9097 | 0.948 | -2.6173 | -3.3744
FRANKFIELD | 11 | WESTBURN ROAD (CLYDE'S MILL) | 264720.885 | 665169.928 | 12.8571 | 12.7849 | 12.5868 | 12.6102 | 12.2939 | 11.6572 | 10.9655 | 10.1954 | 9.0846 | 8.3624 | 7.3947 | 5.2601 | -0.84642 | -4.2194 | -5.0002
FROGSTON ROAD EAST | 11 | KAIMES | 327134.603 | 668013.535 | 15.5763 | 15.5024 | 15.3468 | 15.3341 | 15.0287 | 14.501 | 13.9482 | 13.2184 | 12.2408 | 11.3313 | 10.2842 | 8.2924 | 3.3198 | 0.81377 | 0.63824
GARELOCHHEAD | 11 | HELENSBURGH | 223980.913 | 691436.848 | 8.1861 | 8.1582 | 8.1003 | 8.0735 | 7.9904 | 7.8654 | 7.7099 | 7.4561 | 7.2433 | 7.0428 | 6.8107 | 6.4351 | 6.0568 | 5.8075 | 5.8477
GARTARRY | 11 | DEVONSIDE | 293301.322 | 690889.581 | 3.3737 | 3.3032 | 3.1623 | 3.1082 | 2.8779 | 2.4609 | 2.0031 | 1.2811 | 0.55036 | -0.16707 | -0.96712 | -2.3543 | -4.7941 | -6.3125 | -6.3231
GARTSHERRIE | 11 | EASTERHOUSE | 272844.148 | 666357.388 | 11.9132 | 11.64 | 10.9549 | 10.0221 | 8.7326 | 6.9742 | 4.8739 | 2.1396 | -0.35676 | -2.593 | -4.9065 | -8.6686 | -13.3073 | -12.8486 | -12.6657
GATEHOUSE | 11 | TONGLAND | 259834.269 | 556464.953 | 5.6171 | 5.5824 | 5.5335 | 5.4718 | 5.3073 | 5.1086 | 4.8325 | 4.486 | 4.1636 | 3.8207 | 3.4406 | 2.8012 | 1.705 | 0.86948 | 0.57176
GAUZE ROAD | 11 | GRANGEMOUTH | 300292.9545 | 680790.5824 | 16.4869 | 16.411 | 16.2536 | 16.2219 | 16.1055 | 16.0638 | 15.9282 | 15.6046 | 15.0855 | 14.6525 | 14.0759 | 12.9609 | 10.5781 | 9.6874 | 9.9391
GEORGE SQUARE LANE | 11 | WHITEHOUSE | 325707.789 | 672823.283 | 1.4961 | 1.2718 | 0.8564 | 0.8053 | 0.57677 | 0.56431 | 0.47155 | 0.24236 | 0.19488 | -0.095253 | -0.41443 | -1.8097 | -6.0514 | -8.0808 | -8.0843
GIRTHILL | 11 | JOHNSTONE | 238773.81 | 666739.382 | 2.2288 | 2.1758 | 2.0377 | 2.0267 | 1.9224 | 1.6542 | 1.2779 | 0.68348 | -0.1514 | -0.9693 | -1.7945 | -3.6506 | -7.6057 | -8.8754 | -8.6383
GIRVAN | 11 | MAYBOLE | 220646.555 | 600277.225 | 12.8867 | 12.6831 | 12.3571 | 11.9542 | 11.1985 | 10.3904 | 9.506 | 8.5232 | 7.3254 | 6.1558 | 4.7275 | 2.4798 | -0.6564 | -3.072 | -3.5001
GLASGOW AIRPORT | 11 | PAISLEY | 247312.3172 | 665793.6524 | 10.8727 | 10.6955 | 10.3834 | 10.2759 | 10.0487 | 9.8143 | 9.4573 | 9.1393 | 8.3887 | 7.5734 | 6.5281 | 4.2737 | 1.9099 | 2.7031 | 2.9283
GLENBURN | 11 | ELDERSLIE | 247480 | 661590 | 3.9072 | 3.8819 | 3.787 | 3.6736 | 3.1899 | 2.5929 | 1.9082 | 1.1588 | 0.19857 | -0.80719 | -1.9261 | -3.7681 | -7.8332 | -10.3486 | -10.8402
GLENDINNING TERRACE | 11 | GALASHIELS | 348376.046 | 637126.381 | 2.0916 | 2.0141 | 1.822 | 1.502 | 1.1825 | 0.81534 | 0.33306 | -0.28863 | -0.87499 | -1.445 | -2.0764 | -3.1202 | -4.6774 | -5.6505 | -6.1641
GLENGALL | 11 | AYR | 234863.557 | 618528.118 | 8.1346 | 7.943 | 7.5808 | 7.1538 | 6.2851 | 5.3318 | 4.0183 | 1.8373 | -0.26946 | -2.2639 | -4.3698 | -7.8221 | -11.1428 | -12.9995 | -12.5998
GLENLEE HYDRO | 11 | GLENLEE HYDRO | 260608.617 | 580544.207 | 28.1074 | 27.6202 | 27.5227 | 27.3804 | 27.2065 | 26.9713 | 26.7223 | 26.4955 | 26.2477 | 25.584 | 25.3769 | 25.0904 | 23.7395 | 22.9104 | 22.6818
GLENLUCE | 11 | GLENLUCE | 219962.691 | 557741.299 | 5.1236 | 5.1029 | 5.0862 | 5.0175 | 4.9362 | 4.7369 | 4.4281 | 4.0508 | 3.7265 | 3.4018 | 3.0262 | 2.375 | 1.4039 | 0.76591 | 0.54549
GLENWOOD | 11 | GLENROTHES | 325060 | 701110 | 11.4051 | 11.2923 | 11.0985 | 11.008 | 10.7072 | 10.0921 | 9.4376 | 8.7299 | 7.9972 | 7.4184 | 6.4871 | 4.5393 | 1.5283 | -0.48231 | -1.8436
GORDON | 11 | ECCLES | 365109.274 | 643585.984 | 2.9567 | 2.9264 | 2.8812 | 2.8361 | 2.694 | 2.4726 | 2.1804 | 1.8334 | 1.4924 | 1.1297 | 0.73072 | 0.041594 | -1.097 | -1.9315 | -2.0722
GORGIE | 11 | GORGIE | 322835.201 | 672171.755 | 9.933 | 9.7942 | 9.4969 | 9.4805 | 9.3021 | 9.2657 | 9.1741 | 8.9821 | 8.9367 | 8.6953 | 8.3045 | 6.865 | 3.3846 | 1.7809 | 1.6877
GRANT STREET | 11 | PORT DUNDAS | 258006.093 | 666353.651 | 7.9179 | 7.7314 | 7.4302 | 7.3364 | 7.0555 | 6.888 | 6.6604 | 6.272 | 6.1323 | 5.7806 | 5.3793 | 3.8391 | 1.1407 | -1.024 | -2.0868
GRANTON PARK AVENUE | 11 | DEWAR PLACE | 323130.646 | 676989.431 | 21.3617 | 21.3064 | 21.2302 | 21.2437 | 21.2108 | 21.2244 | 21.2047 | 21.1733 | 20.9446 | 20.8723 | 20.7341 | 20.4026 | 19.0473 | 18.1684 | 17.7073
GRASSYARDS | 11 | KILMARNOCK TOWN | 243692.138 | 638438.127 | 10.1062 | 9.947 | 9.6412 | 9.5591 | 9.1489 | 8.3795 | 7.3456 | 5.8952 | 4.4864 | 3.0682 | 1.4835 | -1.3192 | -7.4412 | -10.0394 | -9.7264
GREENFAULDS | 11 | CUMBERNAULD | 275840 | 673440 | 12.8668 | 12.7137 | 12.4355 | 12.3524 | 12.1701 | 11.9553 | 11.4976 | 11.0698 | 10.3387 | 9.6378 | 8.6852 | 6.8958 | 2.9141 | 1.3019 | 1.5715
GREENLAW | 11 | ECCLES | 371012.958 | 646202.474 | 4.1029 | 4.0851 | 4.0121 | 3.8932 | 3.7762 | 3.6667 | 3.5359 | 3.3388 | 3.1344 | 2.9615 | 2.767 | 2.4404 | 1.8903 | 1.6674 | 1.434
GRETNA | 11 | CHAPELCROSS | 331686.508 | 566661.742 | 15.1094 | 14.96 | 14.7262 | 14.5422 | 13.9946 | 13.3952 | 12.7458 | 11.7688 | 10.6777 | 9.5195 | 8.1007 | 5.5064 | 1.8938 | 0.89587 | 0.16927
GYLEMUIR | 11 | SIGHTHILL | 318993.382 | 672762.996 | 13.5647 | 13.4362 | 11.5705 | 9.8971 | 7.9075 | 7.2977 | 6.6764 | 6.0095 | 5.159 | 4.2789 | 3.2249 | 1.0988 | -3.6133 | -5.6676 | -5.5626
HAGGS ROAD | 11 | HAGGS ROAD | 256330 | 661870 | 10.5615 | 10.4777 | 10.2519 | 10.2173 | 10.0633 | 9.9943 | 9.888 | 9.7009 | 9.352 | 8.6367 | 7.7809 | 5.926 | 3.8437 | 3.6034 | 3.3441
HAMILTON | 11 | STRATHAVEN | 271580.858 | 655674.581 | 5.831 | 5.4929 | 4.9194 | 4.07 | 4.5058 | 1.9673 | 0.62893 | -1.5095 | -3.9226 | -5.909 | -8.0875 | -12.5526 | -17.2488 | -14.2838 | -14.0152
HEATHFIELD | 11 | AYR | 235496.024 | 623758.288 | 11.2256 | 11.0679 | 10.8073 | 10.697 | 10.183 | 9.6029 | 8.9975 | 8.3662 | 7.5447 | 6.6895 | 5.6348 | 3.5963 | -0.82749 | -2.9719 | -3.2738
HEATHHALL | 11 | DUMFRIES | 299020.96 | 578810.338 | 11.4288 | 11.2358 | 10.8745 | 10.5374 | 9.7809 | 8.3174 | 6.6297 | 4.4535 | 2.3604 | 0.13653 | -2.3386 | -6.7954 | -13.111 | -15.8519 | -15.3989
HECLA AVENUE | 11 | DRUMCHAPEL | 251640.639 | 671137.834 | 14.6676 | 14.5646 | 14.4356 | 14.3515 | 14.1374 | 13.9991 | 13.6918 | 13.3443 | 12.7709 | 12.336 | 11.8817 | 10.8918 | 7.8836 | 5.8418 | 5.0951
HELEN STREET | 6.6 | GOVAN | 255113.24 | 664857.264 | 14.0754 | 13.9909 | 13.7991 | 13.7702 | 13.6538 | 13.6021 | 13.5165 | 13.3473 | 13.1372 | 12.6622 | 12.0361 | 10.5793 | 8.7509 | 8.7353 | 8.4665
HENDERSON ROW | 6.6 | SHRUBHILL | 324964.141 | 674723.891 | 15.4504 | 15.393 | 15.2293 | 15.2186 | 15.1462 | 15.1352 | 15.1071 | 14.9838 | 14.9334 | 14.7825 | 14.4289 | 13.2291 | 11.6665 | 10.697 | 10.6358
HIGH BLANTYRE | 11 | EAST KILBRIDE | 269337.345 | 656506.322 | 7.304 | 7.1342 | 6.8129 | 6.469 | 5.6505 | 4.753 | 3.8227 | 2.2068 | 0.30598 | -1.6684 | -3.9887 | -8.4361 | -13.9416 | -14.9157 | -15.2967
HIGH MAINS MILTON | 11 | STRATHLEVEN | 241709.859 | 674558.218 | 3.4033 | 3.3005 | 2.9658 | 2.3781 | 1.7131 | 0.94652 | 0.080127 | -0.85397 | -2.1688 | -3.499 | -5.0236 | -7.7615 | -11.0675 | -12.5559 | -12.8915
HORNCLIFFE | 11 | BERWICK | 393155.951 | 649771.885 | 1.3321 | 1.3131 | 1.2643 | 1.2088 | 1.064 | 0.88295 | 0.67191 | 0.40397 | 0.15809 | -0.086987 | -0.36881 | -0.77598 | -1.3233 | -1.482 | -1.2762
HUNTER | 11 | EAST KILBRIDE | 265301.9361 | 655105.641 | 15.7853 | 15.6546 | 15.3673 | 14.8809 | 14.193 | 13.1792 | 11.95 | 10.2303 | 8.4209 | 7.0862 | 5.7287 | 3.4313 | 0.33673 | 1.8572 | 2.2987
HUNTER STREET | 11 | CHARLOTTE STREET | 260309.3227 | 665122.9572 | 7.302 | 7.0375 | 6.5849 | 6.425 | 6.0612 | 5.8969 | 5.6406 | 5.2733 | 5.139 | 4.8176 | 4.4656 | 3.7996 | 0.45925 | -1.2274 | -1.2777
HUNTERSTON (PRIMARY) | 11 | HUNTERSTON FARM | 218649.107 | 651658.96 | 16.2409 | 16.0728 | 15.8036 | 15.7036 | 15.6125 | 15.5828 | 15.5354 | 15.4652 | 15.4524 | 15.4504 | 15.3758 | 14.6302 | 12.1781 | 9.8693 | 9.2081
INVERKIP ROAD | 11 | SPANGO VALLEY | 223302.77 | 674233.614 | 16.2674 | 16.1601 | 15.8511 | 15.4297 | 14.9571 | 14.4362 | 13.8658 | 13.2221 | 12.5907 | 11.9731 | 11.0979 | 9.3848 | 7.2831 | 6.5091 | 6.2256
IRVINE | 11 | KILWINNING | 232091.841 | 637937.447 | 1.874 | 1.5615 | 1.157 | 0.99036 | 0.64492 | 0.23249 | 0.051855 | -0.24159 | -0.45535 | -0.92377 | -1.8114 | -4.4242 | -8.8865 | -10.8578 | -10.7582
JACKTON | 11 | EAST KILBRIDE SOUTH | 259339 | 653106 | 17.8195 | 17.6646 | 17.4584 | 17.229 | 16.9105 | 16.5616 | 16.0762 | 15.432 | 14.8724 | 14.2971 | 13.7226 | 13.0072 | 12.107 | 11.6355 | 11.6245
JOHNSTONE (PRIMARY) | 11 | JOHNSTONE | 243233.736 | 663273.42 | 11.3533 | 11.2139 | 10.9061 | 10.5799 | 9.9217 | 9.0897 | 8.0798 | 6.7406 | 5.25 | 3.9341 | 2.3933 | -0.48986 | -6.8329 | -10.7061 | -11.9821
KELLIEBANK | 11 | DEVONSIDE | 287826.949 | 692479.885 | 11.3167 | 11.1513 | 10.8186 | 10.7052 | 10.2206 | 9.5935 | 8.7628 | 7.5384 | 6.1647 | 4.9542 | 3.6106 | 1.0348 | -3.801 | -6.5361 | -7.0232
KELTY | 11 | WESTFIELD | 315449.805 | 694751.3845 | 2.3973 | 2.3361 | 2.2102 | 2.1677 | 1.9961 | 1.7912 | 1.3541 | 0.91865 | 0.31801 | -0.21993 | -0.97822 | -2.4854 | -6.1676 | -8.329 | -8.9725
KELVIN | 11 | EAST KILBRIDE SOUTH | 263737.0055 | 652770.3129 | 14.0591 | 13.8345 | 13.2695 | 12.4784 | 11.5472 | 10.6516 | 9.564 | 7.334 | 4.9307 | 2.8905 | 0.70946 | -3.3594 | -8.1461 | -5.2796 | -4.0089
KELVINSIDE | 11 | PARTICK | 255620 | 667770 | 1.344 | 1.2162 | 0.89023 | 0.9194 | 0.75812 | 0.73639 | 0.66452 | 0.40551 | 0.28419 | -0.11556 | -0.56291 | -2.2275 | -6.9337 | -8.8826 | -8.7396
KENDOON HYDRO | 11 | KENDOON HYDRO | 260529.5795 | 587677.0601 | 28.5265 | 28.4925 | 28.4568 | 28.3906 | 28.3502 | 28.2758 | 28.2198 | 26.4307 | 26.4273 | 26.3324 | 26.3086 | 26.3102 | 26.136 | 26.0053 | 25.7941
KENNISHEAD AVENUE | 11 | CROOKSTON A | 254390 | 660210 | 14.3093 | 14.3089 | 14.182 | 14.1004 | 13.9513 | 13.8852 | 13.8187 | 13.6664 | 12.983 | 12.3824 | 11.7239 | 10.4007 | 6.3831 | 3.8083 | 4.4207
KILBIRNIE | 11 | SALTCOATS B | 231340 | 652979.997 | 8.6977 | 8.5525 | 8.2223 | 8.1362 | 7.5949 | 6.7532 | 5.79 | 4.2723 | 2.7419 | 1.311 | -0.22475 | -3.2439 | -10.3552 | -13.1731 | -12.6744
KILBOWIE | 11 | KILBOWIE | 249429.505 | 672153.368 | 12.0931 | 11.5322 | 11.0432 | 10.2147 | 9.3117 | 8.0954 | 6.8984 | 5.5879 | 4.3126 | 2.989 | 1.6342 | -0.443 | -5.6699 | -11.4687 | -13.0753
KILDRUM | 11 | CUMBERNAULD | 276672.941 | 674792.869 | 11.8154 | 11.6879 | 11.4855 | 11.419 | 11.2804 | 11.2302 | 11.1513 | 11.0187 | 10.7256 | 10.4696 | 9.9911 | 8.9827 | 5.8185 | 4.3113 | 3.79
KILLOCH COLLIERY | 11 | COYLTON | 248248.198 | 620587.2099 | 8.0881 | 7.9271 | 7.6334 | 7.509 | 7.1313 | 6.918 | 6.1277 | 4.7675 | 3.3462 | 1.9368 | 0.31832 | -2.7599 | -7.2066 | -9.1182 | -8.208
KILMACOLM | 11 | JOHNSTONE | 236259.404 | 670359.6 | 5.4656 | 5.4275 | 5.3426 | 5.294 | 5.1186 | 4.5922 | 3.9524 | 3.1104 | 2.2767 | 1.475 | 0.60482 | -0.79225 | -2.6683 | -3.5114 | -2.8316
KILMARDINNY | 11 | KILLERMONT | 255413.057 | 672880.044 | 8.7137 | 8.6409 | 8.4278 | 8.4036 | 7.9816 | 7.2537 | 6.451 | 5.0166 | 3.1778 | 1.3484 | -0.7143 | -4.3902 | -8.5923 | -8.2663 | -7.959
KILMARNOCK MAIN | 11 | KILMARNOCK SOUTH | 242731.84 | 636651.974 | 10.3507 | 10.1749 | 9.854 | 9.5625 | 8.5452 | 7.1409 | 5.6388 | 3.6851 | 1.6813 | -0.32169 | -2.5782 | -6.7558 | -12.4708 | -14.0272 | -11.9838
KILSYTH | 11 | BONNYBRIDGE | 272307.507 | 677404.868 | 10.5694 | 10.3219 | 9.8204 | 9.3225 | 8.2118 | 6.6491 | 4.8979 | 2.3353 | -0.21975 | -2.4901 | -4.901 | -9.2061 | -13.5066 | -10.0548 | -8.9932
KINGS BUILDINGS | 11 | KAIMES | 327015.087 | 670385.773 | 10.9226 | 10.7783 | 10.5134 | 9.7205 | 8.8643 | 7.8667 | 6.7899 | 5.1659 | 3.3978 | 1.6383 | -0.25175 | -3.6003 | -9.8315 | -13.2604 | -13.932
KINGS INCH ROAD | 11 | BRAEHEAD PARK | 251895.971 | 667214.489 | 27.6554 | 27.4922 | 27.1237 | 27.0514 | 26.8317 | 26.7465 | 26.6187 | 26.4028 | 26.3064 | 25.9268 | 25.2391 | 23.3176 | 20.1108 | 19.0017 | 19.0056
KINGSKNOWE ROAD NORTH | 11 | SIGHTHILL | 321401.0402 | 670925.975 | 12.1083 | 11.9948 | 11.8073 | 11.8661 | 11.7656 | 11.7641 | 11.7382 | 11.6056 | 11.5921 | 11.3985 | 11.2408 | 10.8726 | 8.7464 | 7.2733 | 7.2075
KINGSLAND | 11 | KAIMES | 324897.488 | 641277.895 | 0.87851 | 1.4209 | 0.51292 | 0.27717 | 0.25978 | -1.3431 | -2.2932 | -3.7708 | -5.2504 | -6.6336 | -8.1824 | -10.877 | -13.4993 | -12.6842 | -12.1505
KIRKBANK | 11 | CHAPELCROSS | 309568.083 | 590261.758 | 5.6241 | 5.6001 | 5.5528 | 5.5225 | 5.3892 | 5.4405 | 5.3907 | 5.3175 | 5.1857 | 4.9073 | 3.9588 | 3.2736 | 2.4555 | 2.6203 | 3.0783
KIRKINTILLOCH | 11 | EASTERHOUSE | 265610.457 | 673700.872 | 6.9951 | 6.7864 | 6.4158 | 6.159 | 5.3159 | 4.381 | 3.0953 | 1.2595 | -0.57353 | -2.4044 | -4.4241 | -8.0365 | -12.7487 | -15.2708 | -14.948
KIRKNEWTON | 11 | LIVINGSTON EAST | 312259.707 | 667132.733 | 3.0241 | 13.4824 | 13.3815 | 12.6788 | 12.158 | 11.4442 | 10.6206 | 9.5442 | 8.505 | 7.3964 | 6.202 | 4.1332 | 1.3541 | -0.2083 | 0.10743
KIRKTON | 11 | LIVINGSTON EAST | 304127.116 | 667405.94 | 14.1756 | 13.9982 | 13.6879 | 13.2796 | 12.5915 | 11.8465 | 11.0321 | 10.178 | 9.1625 | 8.2749 | 7.0733 | 4.6838 | -0.37456 | -2.7598 | -3.3511
LADY VICTORIA | 11 | PORTOBELLO | 333363.51 | 663880.432 | 4.9249 | 4.7748 | 4.4665 | 4.4199 | 4.1508 | 3.3202 | 2.4483 | 0.81226 | -0.83031 | -2.4409 | -4.2006 | -7.2702 | -13.388 | -16.0124 | -15.4239
LANARK | 11 | LINNMILL | 289471.3678 | 643232.1306 | 16.5962 | 16.4231 | 16.1599 | 15.3821 | 14.6155 | 13.8229 | 12.9884 | 11.4073 | 9.5583 | 7.8585 | 5.9173 | 2.2668 | -3.019 | -3.2325 | -5.2484
LANGHOLM | 11 | CHAPELCROSS | 335780.43 | 584363.829 | 19.7492 | 19.7516 | 19.7079 | 19.4252 | 18.9779 | 18.4651 | 17.8138 | 16.9545 | 16.1215 | 15.1784 | 14.0841 | 12.1169 | 9.3969 | 8.8982 | 9.1476
LANGLANDS STREET | 11 | KILMARNOCK TOWN | 242465.764 | 638186.997 | 11.2104 | 11.0047 | 10.6862 | 10.3268 | 9.4076 | 8.2557 | 7.0099 | 5.398 | 3.7679 | 2.1625 | 0.35015 | -2.9371 | -7.7018 | -9.6314 | -9.5045
LANGSIDE | 11 | HAGGS ROAD | 257922.0486 | 661678.2063 | 4.102 | 3.9293 | 3.6054 | 3.5747 | 3.2252 | 3.031 | 2.7306 | 2.2392 | 1.727 | 1.1451 | 0.44949 | -0.99822 | -5.7931 | -8.8069 | -9.4758
LARBERT | 11 | BONNYBRIDGE | 286531.675 | 681871.732 | -0.0058339 | -0.41485 | -0.91553 | -1.1139 | 3.7422 | 2.8488 | 1.8888 | 0.10019 | -2.004 | -4.0736 | -6.396 | -10.7782 | -15.6518 | -18.0252 | -17.9597
LARGS | 11 | SALTCOATS B | 221070.3909 | 659858.2912 | 15.6929 | 15.5782 | 15.3681 | 14.6826 | 13.8329 | 12.8911 | 11.8469 | 10.6373 | 9.3577 | 8.2448 | 6.779 | 4.3366 | 0.91285 | -1.7481 | -2.2164
LARKFIELD | 11 | SPANGO VALLEY | 223035.922 | 675940.272 | 12.0181 | 11.8255 | 11.5793 | 11.4439 | 11.1064 | 10.8902 | 10.5747 | 10.1208 | 9.5944 | 8.994 | 8.3458 | 6.9084 | 2.9312 | 0.4067 | -0.1342
LARKHALL (PRIMARY) | 11 | WISHAW | 277345.739 | 649210.723 | 12.8417 | 12.699 | 12.4635 | 12.3732 | 12.1196 | 11.5964 | 11.0169 | 10.4064 | 9.7118 | 9.0921 | 8.3516 | 6.6358 | 2.562 | 0.3972 | 0.086538
LARKHALL TOWN | 11 | WISHAW | 276209.968 | 651041.883 | 16.4791 | 16.4007 | 16.2344 | 16.1918 | 15.8291 | 15.3604 | 14.831 | 13.843 | 12.8099 | 11.7537 | 10.585 | 8.4451 | 6.0814 | 5.2411 | 5.3823
LAUDER | 11 | GALASHIELS | 352139.354 | 647493.852 | 4.5889 | 4.5456 | 4.4605 | 4.2952 | 3.9642 | 3.5304 | 3.0047 | 2.3254 | 1.6909 | 1.04 | 0.32855 | -0.86013 | -2.5655 | -3.5646 | -3.2136
LEONARDS CHAPEL | 11 | STRATHAVEN | 264890 | 653790 | 16.8224 | 16.7499 | 16.6018 | 16.131 | 15.5677 | 14.9164 | 14.1747 | 13.3563 | 12.2934 | 11.4639 | 10.5244 | 8.7164 | 4.4187 | 1.5702 | 0.41779
LESLIE STREET | 11 | ST. ANDREWS CROSS | 257799.45 | 663199.635 | 10.7249 | 10.6516 | 10.5594 | 10.6098 | 10.5694 | 10.6074 | 10.6146 | 10.5331 | 10.5088 | 10.3595 | 10.1665 | 9.8242 | 7.3657 | 5.9421 | 5.7534
LESMAHAGOW | 11 | LINNMILL | 281790.6584 | 640321.9187 | 14.2796 | 14.1301 | 13.8678 | 13.7225 | 13.0481 | 11.8952 | 10.0875 | 7.8044 | 5.5746 | 3.2641 | 0.55204 | -4.2598 | -10.9133 | -11.3979 | -8.5556
LETHANHILL | 11 | COYLTON | 242298.374 | 610583.865 | 13.3598 | 13.2966 | 13.2021 | 12.9342 | 12.5555 | 11.9851 | 11.2823 | 10.4549 | 9.684 | 8.8608 | 7.9449 | 6.3529 | 3.7516 | 1.8338 | 1.9156
LEUCHARS | 11 | CUPAR | 345234.044 | 721206.685 | 5.1586 | 5.0793 | 4.9594 | 4.7739 | 4.4568 | 4.1099 | 3.7099 | 3.2801 | 2.7098 | 2.2181 | 1.6878 | 0.79391 | -1.4275 | -2.7665 | -3.2417
LEVEN | 11 | LEVEN | 335648.3349 | 701047.0839 | 10.8926 | 10.7296 | 10.3668 | 10.2741 | 9.9945 | 9.8232 | 9.4405 | 8.0949 | 6.597 | 5.5813 | 4.5454 | 2.5462 | 0.46203 | -0.31847 | 0.65451
LEVEN STREET | 11 | WISHAW | 275211.2068 | 655923.132 | 14.5053 | 14.3341 | 14.0662 | 13.9878 | 13.7918 | 13.431 | 13.0663 | 12.6115 | 11.6184 | 10.7418 | 9.7083 | 7.5498 | 5.0818 | 4.5955 | 4.2412
LEVENBANK | 11 | LEVEN | 337527.062 | 700836.35 | 2.1447 | 12.2589 | 12.0948 | 12.0289 | 10.2007 | 9.747 | 9.2403 | 8.7018 | 7.9923 | 7.4083 | 6.7371 | 4.6323 | 1.5262 | -0.69561 | -1.8904
LINLITHGOW | 11 | GRANGEMOUTH | 299938.951 | 676838.247 | 13.4594 | 13.3163 | 13.0708 | 12.9127 | 12.2522 | 11.5028 | 10.7312 | 9.4844 | 8.1207 | 6.7643 | 5.2859 | 2.7255 | -1.5033 | -3.4645 | -3.2973
LINTHAUGH ROAD | 11 | CROOKSTON B | 253260.572 | 663122.022 | 14.6409 | 14.5745 | 14.4176 | 14.4252 | 14.301 | 14.277 | 14.0626 | 13.7629 | 13.2649 | 12.7518 | 11.9774 | 10.3731 | 7.9957 | 6.3734 | 5.9831
LINTHOUSE | 11 | GOVAN | 254143.68 | 665860.839 | 8.3756 | 8.2328 | 7.9569 | 7.8782 | 7.6843 | 7.6221 | 7.5096 | 7.3115 | 7.4965 | 7.2715 | 7.0395 | 5.7903 | 3.3679 | 2.3462 | 2.4994
LINTON LANE | 11 | GLENNISTON | 326164.003 | 692899.226 | 4.5159 | 4.4768 | 4.4107 | 4.401 | 4.2529 | 4.0279 | 3.7876 | 3.5359 | 3.0229 | 2.5641 | 2.0959 | 1.3052 | -0.79819 | -2.2016 | -2.8747
LITTLE FRANCE | 11 | KAIMES | 329259.335 | 670014.15 | 13.1124 | 12.986 | 12.7553 | 12.1818 | 11.2393 | 10.0953 | 8.7987 | 7.3088 | 5.4445 | 3.8904 | 2.0125 | -1.585 | -9.6071 | -13.1853 | -13.8157
LOANING | 11 | BERWICK | 398576.499 | 650701.101 | 11.6752 | 11.4244 | 10.985 | 10.3537 | 9.4245 | 8.2427 | 6.7454 | 4.6043 | 2.5096 | 0.46184 | -2.0573 | -6.3224 | -11.2423 | -9.7906 | -6.7396
LOANSTONE | 11 | KAIMES | 324772.2878 | 660083.002 | 5.7403 | 5.6545 | 5.5224 | 5.2476 | 4.7293 | 3.8999 | 2.8764 | 1.6567 | 0.5704 | -0.55509 | -1.7765 | -3.7853 | -7.0098 | -9.1787 | -8.5556
LOCHEND QUADRANT | 11 | PORTOBELLO | 328055.842 | 674694.916 | 5.9296 | 5.8841 | 5.7891 | 5.7982 | 5.7568 | 5.7262 | 5.6027 | 5.4409 | 4.8011 | 4.572 | 4.2685 | 3.5072 | 0.36427 | -1.7881 | -3.1867
LOCHSIDE | 11 | DUMFRIES | 295601.083 | 578065.635 | 6.9611 | 6.8982 | 6.7289 | 6.3922 | 6.08 | 5.7559 | 5.3891 | 5.0185 | 4.6213 | 4.2601 | 3.8943 | 2.6543 | 0.91918 | 0.10524 | -0.7951
LOCHWINNOCH | 11 | JOHNSTONE | 235828.536 | 659775.497 | 4.9905 | 4.9404 | 4.8747 | 4.6801 | 4.421 | 4.1333 | 3.79 | 3.358 | 2.9063 | 2.4371 | 1.9431 | 1.1081 | -0.16226 | -0.93735 | -2.2135
LOCKERBIE | 11 | CHAPELCROSS | 313300.956 | 580860.108 | 10.435 | 10.2628 | 9.9369 | 9.6121 | 8.8648 | 7.8139 | 6.5336 | 4.8637 | 3.2423 | 1.5402 | -0.48065 | -4.0125 | -8.7759 | -10.2397 | -10.334
LONGANNET | 11 | DUNFERMLINE | 294600.892 | 686256.537 | 6.8051 | 6.6896 | 6.3688 | 5.8855 | 5.36 | 4.6606 | 3.8224 | 2.8437 | 1.8725 | 0.96552 | -0.002291 | -1.6405 | -4.4086 | -6.0771 | -6.6898
LOWER LONDON ROAD | 11 | PORTOBELLO | 327593.491 | 674265.739 | 4.1605 | 4.09 | 3.9532 | 3.9236 | 13.8134 | 13.7442 | 13.5936 | 13.4268 | 12.7745 | 12.5554 | 12.2032 | 11.3657 | 7.9212 | 5.6963 | 4.3818
LUGTON | 11 | KAIMES | 333062.801 | 667529.091 | 6.6672 | 6.493 | 6.1238 | 6.0675 | 5.8372 | 5.4898 | 4.7932 | 3.7446 | 2.2153 | 0.77519 | -0.82013 | -3.7696 | -9.4428 | -11.9985 | -11.8211
MANUEL | 11 | GRANGEMOUTH | 296391.579 | 677293.007 | 13.1172 | 13.0088 | 12.8116 | 12.7224 | 12.4621 | 12.0582 | 11.4922 | 10.9223 | 10.3152 | 9.6383 | 8.5301 | 6.3777 | 3.8332 | 2.3785 | 0.39881
MARKETHILL | 11 | EAST KILBRIDE | 263240 | 655700 | 12.6725 | 12.4789 | 12.1795 | 11.6051 | 10.766 | 9.8247 | 8.8034 | 7.7207 | 6.0222 | 4.2542 | 2.2685 | -1.5308 | -6.1972 | -8.774 | -9.4126
MARTIN MILLER | 11 | WHITEHOUSE | 324817.466 | 672886.385 | 12.2787 | 12.183 | 12.0706 | 12.0306 | 11.9631 | 11.8536 | 11.765 | 11.5994 | 11.3701 | 11.2151 | 11.1065 | 10.7826 | 9.5519 | 8.431 | 7.4855
MAUCHLINE | 11 | COYLTON | 249556.362 | 626504.257 | 4.0953 | 3.9695 | 3.7948 | 3.4086 | 2.8702 | 2.028 | 1.0453 | -0.18991 | -1.3764 | -2.6256 | -4.0378 | -6.5564 | -10.3098 | -12.2086 | -11.6219
MAUKINFAULD ROAD | 11 | CARNTYNE | 263200.689 | 663621.79 | 19.1856 | 19.1607 | 19.0618 | 19.0302 | 18.9711 | 18.954 | 18.9372 | 18.8622 | 18.8359 | 18.7579 | 18.6028 | 17.6992 | 15.5662 | 14.9359 | 14.9092
MAXWELL STREET | 11 | WHITEHOUSE | 324476.976 | 670950.468 | 10.641 | 10.5427 | 10.2901 | 10.272 | 10.1178 | 10.0619 | 9.9341 | 9.7091 | 8.9614 | 8.0443 | 7.0421 | 5.2023 | 1.7261 | 0.17364 | 0.34825
MAXWELLTON | 11 | DUMFRIES | 296800.249 | 575893.042 | 11.9082 | 11.7427 | 11.4606 | 11.3317 | 10.9784 | 10.6129 | 10.0644 | 9.4754 | 8.5326 | 7.8085 | 7.0068 | 5.2802 | 0.29972 | -2.8741 | -4.0598
MAYBOLE (PRIMARY) | 11 | MAYBOLE | 229354.429 | 609869.902 | 2.59 | 2.393 | 1.8806 | 1.1395 | 0.25615 | -0.65002 | -1.9575 | -3.8258 | -5.5117 | -7.0468 | -8.7834 | -11.5563 | -15.0436 | -14.706 | -15.2018
MEADOW ROAD | 6.6 | PARTICK | 255162.23 | 666518.067 | 15.9627 | 15.8372 | 15.7521 | 15.7355 | 15.6559 | 15.6312 | 15.5917 | 15.2825 | 14.8698 | 14.4214 | 13.9298 | 12.8836 | 10.8312 | 9.7745 | 9.4088
MENSTRIE | 11 | DEVONSIDE | 285845.994 | 696352.476 | 6.9246 | 6.7603 | 6.3824 | 6.2466 | 5.9114 | 5.4993 | 4.9251 | 4.3343 | 2.9323 | 1.6624 | 0.21954 | -2.5568 | -5.2461 | -6.0998 | -6.4508
METHILHILL | 11 | LEVEN | 335295.467 | 699777.862 | 4.9501 | 4.8462 | 4.7104 | 4.1606 | 3.6299 | 3.0056 | 2.3082 | 1.524 | 0.56583 | -0.2287 | -1.1013 | -2.7897 | -6.3321 | -9.0105 | -9.9744
MIDDLEBIE | 11 | CHAPELCROSS | 321810.2171 | 575648.1189 | -0.17078 | -0.21801 | -0.31079 | -0.34907 | -0.49349 | -0.59072 | -0.74254 | -1.1709 | -1.7402 | -2.306 | -2.9916 | -4.2694 | -6.0904 | -6.5733 | -6.8741
MILL STREET | 11 | AYR | 234116.7204 | 621693.2028 | 4.493 | 4.2252 | 3.7351 | 3.5589 | 2.9226 | 2.1766 | 1.4301 | 0.2027 | -1.6995 | -3.4224 | -5.3309 | -9.1809 | -13.2801 | -12.7184 | -13.0266
MILLIKEN | 11 | JOHNSTONE | 241352.3487 | 662076.9319 | 13.9204 | 13.8765 | 13.7461 | 13.7338 | 13.4333 | 12.9934 | 12.5137 | 11.7326 | 10.8347 | 9.925 | 8.9599 | 7.2555 | 3.9442 | 2.2981 | 2.3844
MILTON | 11 | KILLERMONT | 259100 | 670060 | 13.3629 | 13.2987 | 13.1389 | 13.1035 | 12.8327 | 12.3928 | 11.9339 | 11.2138 | 10.4275 | 9.6766 | 8.8327 | 7.1241 | 3.2469 | 1.4883 | 1.5855
MITCHELL STREET | 11 | WEST GEORGE STREET | 258895.566 | 665245.928 | 6.284 | 6.0138 | 5.6802 | 5.5501 | 5.1546 | 4.8186 | 4.6296 | 4.371 | 4.2821 | 4.0384 | 3.7436 | 3.112 | 0.67937 | -0.02377 | -0.31339
MOFFAT | 11 | CHAPELCROSS | 309421.448 | 603958.799 | 3.5315 | 3.5289 | 3.4273 | 3.2977 | 3.0229 | 2.6944 | 2.291 | 1.7372 | 1.2182 | 0.66354 | 0.030209 | -1.0232 | -2.3642 | -2.9911 | -2.8527
MONKTON | 11 | KILMARNOCK SOUTH | 236261.598 | 627815.602 | 7.203 | 6.9742 | 6.5973 | 6.4022 | 5.9038 | 5.1936 | 4.2153 | 2.7467 | 1.2683 | -0.23227 | -1.9336 | -5.263 | -9.1735 | -9.2677 | -8.5382
MONKTONHALL | 11 | PORTOBELLO | 333936.292 | 671465.702 | 8.6521 | 9.3602 | 8.304 | 2.7816 | 31.6811 | 30.6234 | 29.579 | 27.8049 | 26.0496 | 24.2826 | 22.3074 | 18.6571 | 12.3678 | 9.3027 | 9.674
MOREBATTLE | 11 | HAWICK | 377105.302 | 625093.102 | 3.6514 | 3.6138 | 3.5581 | 3.3697 | 3.1863 | 2.975 | 2.7557 | 2.5029 | 2.2139 | 1.9312 | 1.6152 | 1.1141 | 0.29186 | -0.37997 | -1.4859
MORTONHALL | 11 | WHITEHOUSE | 324547.449 | 669129.928 | 16.0945 | 16.0324 | 15.888 | 15.4102 | 14.9613 | 14.4624 | 13.8871 | 13.2311 | 12.4179 | 11.6173 | 10.6869 | 9.263 | 5.7704 | 3.2246 | 2.3792
MUCKRAW | 11 | BATHGATE | 292837.889 | 671726.675 | 5.8629 | 5.8071 | 5.6366 | 5.6183 | 5.4938 | 5.4631 | 5.3952 | 5.2259 | 4.9583 | 4.4016 | 3.7483 | 2.3565 | 0.57396 | 0.37347 | -0.25001
MUIRHOUSE | 11 | WISHAW | 276555.979 | 655400.03 | 4.6467 | 4.6026 | 4.504 | 4.4289 | 4.0556 | 3.6036 | 3.0914 | 2.5274 | 1.8259 | 1.2828 | 0.57262 | -0.88024 | -4.0783 | -5.9868 | -6.3842
MUIRHOUSE BANK | 11 | TELFORD ROAD | 321492.702 | 675656.938 | 9.2529 | 9.2458 | 9.1357 | 9.1744 | 9.0566 | 9.0141 | 8.9265 | 8.7101 | 8.3671 | 7.6004 | 6.6676 | 5.0979 | 1.9058 | 0.16406 | -0.27698
MYOTHILL | 11 | BONNYBRIDGE | 281120.425 | 681393.239 | 9.6872 | 9.5534 | 9.2688 | 9.2321 | 9.01 | 8.2181 | 7.357 | 5.745 | 3.897 | 2.1319 | 0.22899 | -3.1171 | -7.0241 | -9.4019 | -9.1104
MYRTLE ROAD | 11 | COATBRIDGE | 270869.3255 | 661987.6233 | 11.8628 | 11.5616 | 11.0437 | 10.2975 | 9.3127 | 8.2138 | 6.8366 | 4.866 | 2.8573 | 1.218 | -0.52621 | -3.7301 | -7.0325 | -5.3883 | -5.7418
NEILSLAND | 11 | STRATHAVEN | 271520 | 653881.2 | 9.35 | 9.1536 | 8.7733 | 7.9903 | 6.9273 | 5.7611 | 3.8538 | 1.1869 | -1.4797 | -3.699 | -5.9795 | -9.9941 | -14.497 | -13.5206 | -13.3874
NETHERDALE | 11 | GALASHIELS | 350596.421 | 635168.785 | 9.3967 | 9.058 | 8.6018 | 8.2175 | 6.9534 | 5.034 | 2.8927 | 0.13756 | -2.4767 | -5.1823 | -8.1463 | -13.3875 | -21.0633 | -24.8657 | -23.99
NETHERTOWN | 11 | DUNFERMLINE | 309333.001 | 686910.397 | 12.779 | 12.5871 | 12.272 | 11.5158 | 10.2812 | 8.5294 | 6.4916 | 3.8118 | 1.112 | -1.4374 | -4.2341 | -9.0293 | -16.0056 | -17.9105 | -16.2325
NEW CUMNOCK | 11 | COYLTON | 259648.7595 | 611535.5519 | 7.7716 | 7.726 | 7.6656 | 7.443 | 7.1845 | 6.7966 | 6.3129 | 5.7412 | 5.2242 | 4.6635 | 4.0528 | 3.0017 | 1.2667 | -0.039924 | 0.02494
NEWBRIDGE | 11 | BROXBURN | 311761.311 | 672120.206 | 13.8789 | 13.7004 | 13.4151 | 13.2898 | 13.0198 | 12.8915 | 12.6782 | 12.2826 | 11.6164 | 10.93 | 10.1211 | 8.2791 | 6.1239 | 5.2538 | 5.129
NEWBURGH | 11 | CUPAR | 323747.936 | 718170.125 | 2.4064 | 2.3441 | 2.2509 | 2.0058 | 1.7043 | 1.2764 | 0.76338 | 0.13898 | -0.4414 | -1.0503 | -1.6856 | -2.7546 | -4.5212 | -5.7054 | -5.9605
NEWCASTLETON | 11 | CHAPELCROSS | 348308.412 | 586936.843 | 4.0103 | 3.995 | 3.9656 | 3.7825 | 3.615 | 3.7079 | 3.4383 | 3.1041 | 2.8133 | 2.5187 | 1.8704 | 1.3276 | 0.57725 | 0.21376 | 0.46891
NEWHOUSE | 11 | NEWARTHILL | 279098.689 | 661401.058 | 5.3394 | 5.1713 | 4.8195 | 4.7253 | 4.4897 | 4.2923 | 3.6793 | 2.8732 | 1.6572 | 0.55603 | -0.77055 | -3.432 | -9.2605 | -11.7444 | -11.5029
NEWLANDS | 11 | GIFFNOCK | 257958.408 | 660626.952 | 12.8709 | 12.781 | 12.62 | 12.5467 | 12.1706 | 11.7409 | 11.2482 | 10.7012 | 9.7178 | 9.0742 | 8.2973 | 6.4221 | 1.5407 | -1.7035 | -3.1991
NEWMILNS | 11 | KILMARNOCK SOUTH | 252868.481 | 637065.874 | 16.0922 | 15.9879 | 15.8224 | 15.7381 | 15.5132 | 14.963 | 14.151 | 13.1101 | 12.1002 | 11.0608 | 9.8908 | 7.8469 | 4.8407 | 3.1572 | 3.5695
NEWTON STEWART | 11 | NEWTON STEWART | 241208.934 | 564440.701 | 2.9745 | 2.866 | 2.6715 | 2.2669 | 1.508 | 0.49851 | -0.78863 | -2.416 | -4.0013 | -5.7503 | -7.8387 | -11.4518 | -16.8246 | -18.8193 | -17.4305
NEWTON STREET | 11 | FINNIESTON | 258025.91 | 664984.716 | 29.003 | 28.8319 | 28.5368 | 28.4527 | 28.2583 | 28.1935 | 28.0981 | 27.9459 | 27.8968 | 27.7489 | 27.5858 | 27.2306 | 24.9376 | 24.2104 | 24.4342
NIDDRIE | 11 | PORTOBELLO | 330504.975 | 671457.369 | 8.6879 | 8.497 | 8.1068 | 8.013 | 7.761 | 7.6806 | 7.4358 | 6.8975 | 6.1028 | 5.44 | 4.43 | 2.5148 | -2.1442 | -3.9346 | -3.4638
NORHAM | 11 | BERWICK | 390350.676 | 647147.602 | 1.0615 | 1.0322 | 0.97941 | 0.94052 | 0.80883 | 0.62399 | 0.44911 | 0.20034 | -0.033305 | -0.24437 | -0.49366 | -0.87575 | -1.3368 | -1.3673 | -1.1824
NORTH BERWICK | 11 | DUNBAR A | 353614.344 | 684238.504 | 7.3362 | 7.179 | 6.709 | 5.9863 | 4.8856 | 3.3424 | 1.593 | -0.73868 | -2.9083 | -5.0064 | -7.3368 | -11.3781 | -16.2803 | -16.1836 | -12.6998
NORTH ROAD | 11 | BERWICK | 399533.2595 | 653831.2555 | 2.6416 | 2.4658 | 1.895 | 1.2463 | 0.5245 | -0.21449 | -1.0385 | -1.9601 | -2.9038 | -4.0742 | -5.4408 | -8.0624 | -11.0783 | -10.4544 | -10.5693
OAKFIELD - KELSO | 11 | ECCLES | 373048.239 | 635009.881 | 15.1575 | 15.0133 | 14.713 | 14.5821 | 13.9222 | 12.8818 | 11.6698 | 10.1005 | 8.5788 | 7.0115 | 5.2918 | 2.2366 | -2.022 | -3.7044 | -2.8799
OCEAN DRIVE | 11 | SHRUBHILL | 326238.793 | 676950.037 | 18.6619 | 18.6027 | 18.4769 | 18.4696 | 18.3997 | 18.3977 | 18.3703 | 18.3011 | 18.2973 | 18.2184 | 18.1429 | 17.9939 | 16.8953 | 16.383 | 16.4274
OLD BRIDGE ROAD | 11 | AYR | 236230.0002 | 623354.4477 | 13.9953 | 13.8691 | 13.6308 | 13.5556 | 12.9879 | 12.3363 | 11.5358 | 10.2707 | 8.9802 | 7.66 | 6.2046 | 3.5391 | -0.62933 | -2.7845 | -2.7405
OLD DUMBARTON ROAD | 6.6 | PARTICK | 256532.59 | 666188.757 | 17.14 | 17.0887 | 16.9781 | 16.9346 | 16.7907 | 16.6169 | 16.4026 | 16.089 | 15.6861 | 15.3389 | 14.9213 | 14.0281 | 12.7289 | 12.5621 | 11.958
OLD INNS | 11 | CUMBERNAULD | 277198.998 | 676800.209 | 11.6805 | 11.4027 | 10.8779 | 10.153 | 9.1339 | 7.8409 | 6.2814 | 3.9456 | 1.6046 | -0.42904 | -2.6864 | -6.6245 | -10.3267 | -6.6828 | -5.5278
OVERTOWN | 11 | WISHAW | 280210.737 | 653226.127 | 13.3161 | 13.1904 | 12.9891 | 12.4837 | 11.8208 | 11.0851 | 10.2944 | 9.4088 | 8.4424 | 7.5421 | 6.355 | 4.285 | 0.83388 | -1.3277 | -1.5414
OXGANGS ROAD | 11 | WHITEHOUSE | 323368.571 | 668903.525 | 10.3853 | 10.3365 | 10.2291 | 9.9779 | 9.6382 | 9.2469 | 8.7286 | 7.9913 | 7.2269 | 6.4763 | 5.6428 | 4.1996 | 1.6708 | 0.32351 | 0.19369
PARK ROAD | 11 | WHITEHOUSE | 326849.425 | 672623.003 | 13.3413 | 13.2609 | 13.0974 | 13.0708 | 12.9746 | 12.9174 | 12.8593 | 12.7333 | 12.3542 | 12.0109 | 11.5231 | 10.5175 | 8.2304 | 7.2574 | 7.2168
PAULVILLE | 11 | BATHGATE | 297056.656 | 668325.621 | 12.0628 | 11.9637 | 11.7599 | 11.7011 | 11.3124 | 10.8294 | 10.2217 | 9.2905 | 8.311 | 7.3606 | 6.2881 | 4.3765 | 0.84761 | -0.85992 | -0.96017
PENCAITLAND | 11 | COCKENZIE | 343673.973 | 668764.755 | 11.0121 | 10.9362 | 10.7919 | 10.6795 | 10.3187 | 9.723 | 8.9043 | 7.8825 | 6.9189 | 5.9212 | 4.8395 | 2.9329 | 0.0090993 | -1.9711 | -1.7851
PENICUIK | 11 | KAIMES | 323764.584 | 661015.313 | 3.8324 | 3.7391 | 3.576 | 3.1169 | 2.5856 | 1.9606 | 1.2852 | 0.44979 | -0.70944 | -1.782 | -2.9656 | -4.9577 | -8.6551 | -11.0938 | -11.8559
PENNYWELL ROAD | 11 | TELFORD ROAD | 322000 | 675876.8424 | 12.1588 | 12.0727 | 11.9303 | 11.8725 | 11.7482 | 11.6986 | 11.6262 | 11.4946 | 11.4093 | 11.1816 | 10.7844 | 9.7989 | 7.4676 | 6.4591 | 6.6159
PENPONT | 11 | DUMFRIES | 285122.399 | 594236.595 | 3.7702 | 3.7289 | 3.615 | 3.4486 | 3.2975 | 3.1828 | 2.6011 | 1.7395 | 0.85558 | -0.013207 | -0.96824 | -2.5875 | -4.9297 | -6.605 | -8.9461
PEPPERCRAIGS | 11 | COCKENZIE | 350831.6 | 674496.228 | 11.5467 | 11.3749 | 11.0283 | 10.8135 | 9.8813 | 8.6125 | 7.2068 | 5.3021 | 3.4644 | 1.6413 | -0.36096 | -3.8909 | -7.9206 | -8.645 | -8.6474
PETERSHILL ROAD | 11 | PORT DUNDAS | 261612.002 | 667327.907 | 10.2998 | 10.1897 | 9.9838 | 9.8757 | 9.5784 | 9.3193 | 8.7763 | 8.1913 | 7.4558 | 6.7967 | 6.0744 | 4.3763 | 0.62826 | -1.7182 | -3.019
PILTON DRIVE WEST | 11 | DEWAR PLACE | 323261.065 | 676003.589 | 16.5903 | 16.5409 | 16.4078 | 16.4303 | 16.3515 | 16.3301 | 16.3041 | 16.1949 | 16.1527 | 16.009 | 15.836 | 15.505 | 13.9024 | 13.3027 | 12.8158
PINWHERRY | 11 | MAYBOLE | 219700.49 | 587851.186 | 5.235 | 5.217 | 5.1309 | 4.8974 | 4.5676 | 4.2131 | 3.7562 | 3.1604 | 2.5815 | 2.0699 | 1.5209 | 0.62921 | -0.52865 | -0.52148 | 0.24266
PITREAVIE | 11 | INVERKEITHING | 310396.264 | 685721.681 | 12.165 | 11.9816 | 12.1372 | 12.7683 | 13.1752 | 10.4227 | 9.7948 | 9.1514 | 8.2155 | 7.1978 | 6.0226 | 3.7729 | 0.5168 | -1.519 | -1.9466
PITTEUCHAR | 11 | REDHOUSE | 328152.385 | 699539.891 | 14.8731 | 14.7548 | 14.5488 | 14.4674 | 14.2516 | 14.1448 | 13.9553 | 13.7068 | 13.3916 | 13.0056 | 12.4537 | 11.2927 | 9.2345 | 8.4256 | 7.9932
POLKEMMET | 11 | BATHGATE | 293468.896 | 664129.534 | 10.9863 | 10.8579 | 10.5838 | 10.5211 | 9.9319 | 9.1653 | 8.3455 | 6.9832 | 5.5419 | 4.1174 | 2.5283 | -0.42024 | -5.8239 | -8.442 | -8.3103
POLMONT | 11 | GRANGEMOUTH | 292087.733 | 679073.024 | 12.2493 | 12.139 | 11.8844 | 11.8083 | 11.1931 | 10.4894 | 9.7303 | 8.7037 | 6.8462 | 5.0232 | 2.9551 | -0.90553 | -5.1033 | -3.555 | -4.2288
POLTONHALL | 11 | KAIMES | 330067.976 | 665327.261 | 2.8493 | 2.7877 | 2.6568 | 2.6452 | 2.4168 | 2.0224 | 1.5973 | 0.74642 | -0.28226 | -1.1752 | -2.1121 | -3.6603 | -7.1543 | -8.9405 | -9.3051
PORT GLASGOW | 11 | DEVOL MOOR | 233459.097 | 673490.172 | 5.2263 | 5.1501 | 4.9937 | 4.9108 | 4.5262 | 4.0379 | 3.5246 | 2.9766 | 2.2972 | 1.6562 | 0.79955 | -0.80868 | -4.8147 | -6.7435 | -6.79
PORTOBELLO | 11 | PORTOBELLO | 330051 | 674321 | 14.5111 | 14.1356 | 13.3439 | 14.6733 | 13.4895 | 7.845 | 4.9098 | 1.6396 | -2.2701 | -5.5217 | -9.9354 | -18.1559 | -37.0466 | -46.3967 | -44.3872
PRESTONPANS | 11 | COCKENZIE | 339852.1635 | 675123.1188 | 14.1723 | 13.9661 | 13.3456 | 12.2948 | 11.197 | 9.9602 | 8.5864 | 6.8026 | 4.7919 | 2.8887 | 0.84922 | -2.6232 | -8.5107 | -12.4432 | -13.6922
PYRAMID | 11 | BATHGATE | 299412.0046 | 667500.5957 | 16.1923 | 16.0449 | 15.8181 | 15.7338 | 15.5637 | 15.4612 | 15.338 | 15.1095 | 14.9307 | 14.6738 | 14.2109 | 13.2272 | 10.785 | 9.5623 | 9.3209
QUEENS DRIVE | 11 | KILMARNOCK TOWN | 243214.996 | 637194.056 | 14.6782 | 14.5397 | 14.2753 | 14.1754 | 13.6838 | 13.1436 | 12.5616 | 11.9617 | 10.9344 | 9.9738 | 8.8235 | 6.4762 | 1.6089 | -1.1561 | -1.9289
QUEENSWAY | 11 | GLENROTHES | 327735.542 | 701353.992 | 11.2722 | 11.1121 | 10.8688 | 10.3847 | 9.7232 | 8.7842 | 7.6468 | 6.2122 | 4.8502 | 3.4068 | 1.8196 | -1.0443 | -5.1762 | -7.1818 | -6.5706
RADNOR PARK | 11 | KILBOWIE 33 | 249611.545 | 671549.355 | 13.4959 | 13.4448 | 13.3114 | 13.3128 | 13.2304 | 13.0916 | 12.7777 | 12.4654 | 11.7304 | 10.9092 | 9.9343 | 7.8497 | 4.6759 | 4.7085 | 4.4469
RAITH | 11 | GLENNISTON | 327889.447 | 690681.076 | 15.8508 | 15.7309 | 15.5228 | 15.391 | 14.8844 | 14.3049 | 13.587 | 12.5561 | 11.5548 | 10.557 | 9.4579 | 7.4479 | 5.0208 | 3.4082 | 3.5126
RALSTON | 11 | CROOKSTON A | 251640.307 | 664133.303 | 7.2619 | 7.2537 | 7.0544 | 6.8771 | 6.5596 | 5.8066 | 4.9003 | 3.3681 | 1.5705 | -0.10073 | -1.9359 | -5.2949 | -11.3083 | -15.9962 | -15.2395
RANDOLPH LANE | 6.6 | DEWAR PLACE | 324547.109 | 673913.799 | 15.9069 | 15.8501 | 15.6634 | 15.6683 | 15.5871 | 15.5632 | 15.511 | 15.3998 | 15.3567 | 15.2189 | 14.8898 | 13.8418 | 12.5623 | 11.7198 | 11.6712
RANDOLPH ROAD | 11 | PARTICK | 254895.079 | 667386.54 | 6.0832 | 5.9325 | 5.597 | 5.375 | 5.1389 | 5.0926 | 4.7719 | 4.2908 | 4.0225 | 3.5524 | 2.7975 | 1.132 | -3.5334 | -6.1943 | -6.8309
RANNOCH ROAD | 6.6 | SIGHTHILL | 320168.451 | 674073.391 | 12.1174 | 12.0583 | 12.0184 | 12.0908 | 12.1218 | 12.1361 | 12.1362 | 12.0184 | 11.6258 | 11.3522 | 11.0065 | 10.3619 | 8.7049 | 7.3963 | 6.7203
RAVENSPARK | 11 | SALTCOATS B | 231390.721 | 640406.966 | 12.591 | 12.4808 | 12.287 | 12.1331 | 11.6141 | 11.0126 | 10.3975 | 9.5587 | 8.4969 | 7.5734 | 6.5222 | 4.5276 | -0.043374 | -2.5883 | -2.9112
REDHOUSE | 11 | REDHOUSE | 329017.581 | 695330.149 | 11.5386 | 11.2783 | 10.9014 | 10.3862 | 9.3693 | 7.793 | 5.9879 | 3.7372 | 1.5945 | -0.55553 | -2.9299 | -7.1235 | -13.331 | -16.8608 | -16.012
RENFREW FERRY | 11 | BRAEHEAD PARK | 250957.014 | 668034.809 | 15.7966 | 15.6254 | 15.1287 | 15.086 | 14.7694 | 14.6452 | 14.1969 | 13.5351 | 12.1068 | 10.1912 | 7.919 | 3.2153 | -2.2272 | -3.3864 | -3.7051
RIVERSIDE | 11 | KILMARNOCK SOUTH | 234456.879 | 637330.853 | 38.1584 | 38.1402 | 38.0778 | 37.9594 | 37.8633 | 37.7191 | 37.548 | 37.3458 | 36.8105 | 36.5683 | 36.2997 | 35.6116 | 32.8605 | 30.7086 | 29.1878
ROSEBURN | 11 | SIGHTHILL | 322868.6617 | 673067.4177 | 15.9267 | 15.8851 | 15.7665 | 15.7585 | 35.711 | 35.6955 | 35.6556 | 35.6042 | 35.5061 | 35.3918 | 35.1968 | 34.7354 | 33.307 | 32.5253 | 32.2385
ROTTENROW | 11 | CHARLOTTE STREET | 259651.283 | 665538.377 | 8.1801 | 7.9133 | 7.4786 | 7.3452 | 7.0373 | 6.9121 | 6.7222 | 6.4569 | 6.3797 | 6.1365 | 5.8569 | 5.3739 | 2.4035 | 1.4218 | 1.7769
ROTTENROW B | 11 | CHARLOTTE STREET | 259633.9218 | 665543.0972 | 15.5777 | 15.4405 | 15.2195 | 15.1533 | 15.0093 | 14.9549 | 14.8711 | 14.7415 | 14.7147 | 14.6011 | 14.4595 | 14.2118 | 12.5404 | 12.0227 | 12.1829
S&N BREWERIES VIEWFORTH | 11 | GORGIE | 324261.726 | 672692.622 | 13.7732 | 13.6944 | 13.5004 | 13.522 | 13.4425 | 13.4434 | 13.417 | 13.3169 | 13.2961 | 13.1338 | 12.9697 | 12.1078 | 9.0718 | 7.4442 | 7.0282
SALTCOATS MAIN | 11 | SALTCOATS A | 224065.702 | 642681.065 | 21.1885 | 21.0641 | 20.7828 | 20.7034 | 19.8955 | 18.981 | 17.7349 | 15.9683 | 14.206 | 12.5466 | 10.7821 | 7.7146 | 2.4234 | -0.45124 | -0.0099852
SAUCHIE | 11 | DEVONSIDE | 288608.246 | 694107.478 | 16.3066 | 16.1639 | 15.9889 | 15.7874 | 15.2803 | 14.7417 | 14.1669 | 13.6033 | 12.6326 | 11.7778 | 10.7677 | 8.8194 | 3.787 | 0.37332 | -1.3033
SAUGHTON ROAD NORTH | 6.6 | SIGHTHILL | 320225.127 | 672161.82 | 15.0866 | 15.0277 | 14.8633 | 14.8362 | 14.6085 | 14.44 | 14.1961 | 13.8264 | 13.2571 | 12.7484 | 12.1942 | 11.0325 | 7.7714 | 5.6843 | 5.2567
SELKIRK | 11 | GALASHIELS | 347260.144 | 629467.574 | 4.1126 | 4.0139 | 3.8346 | 3.7569 | 3.4113 | 2.983 | 2.5715 | 1.8946 | 1.0724 | 0.30076 | -0.52867 | -2.0421 | -3.514 | -3.2468 | -3.8258
SHAWPARK STREET | 11 | KILLERMONT | 257097.963 | 668628.439 | 8.1159 | 8.0281 | 7.8221 | 7.8344 | 7.7426 | 7.7429 | 7.7351 | 7.6117 | 7.5176 | 7.1944 | 6.6058 | 5.308 | 0.6511 | -2.0196 | -2.9561
SHERWOOD | 11 | PAISLEY | 249270.37 | 664545.838 | 15.5633 | 15.4644 | 15.2265 | 15.1751 | 14.8081 | 14.1299 | 13.4989 | 12.4228 | 11.2544 | 10.1889 | 8.8907 | 6.7556 | 5.3495 | 7.1961 | 7.8153
SHOTTS | 11 | NEWARTHILL | 287948.949 | 660158.187 | 13.478 | 13.2959 | 12.9141 | 12.5841 | 11.7497 | 10.6137 | 9.2039 | 7.1369 | 5.0187 | 3.2218 | 1.2818 | -2.2299 | -6.0804 | -2.6833 | -1.1595
SIGHTHILL FARM | 11 | SIGHTHILL | 319478.097 | 670777.252 | 6.0798 | 5.8519 | 5.4501 | 5.319 | 5.0176 | 4.8774 | 4.6811 | 4.3708 | 4.2721 | 3.9812 | 3.6019 | 2.1963 | -1.4701 | -2.9694 | -2.9614
SORBIE | 11 | NEWTON STEWART | 241911.399 | 545772.868 | 4.6435 | 4.5735 | 4.4425 | 4.3578 | 4.0406 | 3.5966 | 3.0427 | 2.3339 | 1.5894 | 0.80223 | -0.14713 | -1.7865 | -4.1299 | -4.9198 | -4.3956
SOUTH GYLE | 11 | SIGHTHILL | 318174.546 | 672033.362 | 12.3453 | 12.1084 | 11.7568 | 11.6064 | 11.3755 | 11.3101 | 11.1988 | 11.0112 | 11.0455 | 10.88 | 10.6773 | 10.0375 | 7.1936 | 5.8311 | 5.9114
SOUTH QUEENSFERRY | 11 | BROXBURN | 313023.241 | 677666.566 | 13.6365 | 13.5434 | 13.3286 | 13.2839 | 12.983 | 12.3637 | 11.6907 | 10.2311 | 8.7231 | 7.3346 | 5.8729 | 3.3891 | 0.9245 | -0.55029 | -0.35369
SOUTHFIELD | 11 | WESTFIELD | 326136.37 | 699340.856 | 14.4506 | 14.3318 | 14.1404 | 14.0667 | 13.9465 | 13.9063 | 13.8417 | 13.747 | 13.7489 | 13.6652 | 13.5415 | 13.0154 | 11.641 | 11.258 | 11.4593
SPOTT ROAD | 11 | DUNBAR B | 368352.109 | 678007.379 | 5.9229 | 5.8795 | 5.6862 | 5.4157 | 5.0877 | 4.7341 | 4.2879 | 3.5919 | 2.9079 | 2.238 | 1.5079 | 0.22581 | -1.1091 | -1.3076 | -1.0091
ST VINCENT CRESCENT | 11 | FINNIESTON | 257019.3904 | 665727.0868 | 12.4474 | 12.2741 | 11.9789 | 11.8947 | 11.6999 | 11.641 | 11.5478 | 11.3946 | 11.3584 | 11.1925 | 11.0271 | 10.7164 | 8.3154 | 7.5276 | 7.7486
ST. ANDREWS | 11 | CUPAR | 350320 | 715560 | 3.2293 | 3.8741 | 4.9625 | 4.7585 | 32.7273 | 31.664 | 30.6027 | 29.3551 | 27.3427 | 25.5806 | 23.6259 | 19.9473 | 16.145 | 13.3537 | 13.1754
ST. ANDREWS CROSS | 6.6 | ST. ANDREWS CROSS | 258554.101 | 663513.503 | 15.5735 | 15.4768 | 15.3035 | 15.0323 | 14.6786 | 14.3295 | 13.918 | 13.5003 | 13.1872 | 12.5043 | 11.6407 | 9.7614 | 7.3109 | 7.6669 | 7.2876
ST. BOSWELLS | 11 | GALASHIELS | 358604.894 | 630593.88 | 3.0917 | 2.9452 | 2.7578 | 2.6289 | 2.3094 | 1.6189 | 0.76065 | -0.3023 | -1.2384 | -2.2832 | -3.4688 | -5.4344 | -8.7281 | -11.0885 | -11.2738
ST. JAMES CENTRE | 11 | SHRUBHILL | 325882.8209 | 674305.5444 | 13.082 | 12.8996 | 12.5985 | 12.5175 | 12.3196 | 12.2528 | 12.1504 | 11.9947 | 11.9576 | 11.798 | 11.6198 | 10.7735 | 8.6537 | 7.8678 | 8.0411
ST. NINIANS | 11 | STIRLING | 279936.553 | 691353.54 | 3.2196 | 3.7804 | 4.483 | 2.4582 | 5.493 | 4.1337 | 2.6261 | 0.96107 | -0.91425 | -2.6661 | -4.8846 | -8.4538 | -16.3824 | -20.6171 | -20.7901
STEPFORD | 11 | EASTERHOUSE | 266807.787 | 664954.453 | 13.9163 | 13.7905 | 13.579 | 13.5165 | 13.2878 | 12.9037 | 12.5195 | 12.1155 | 11.6428 | 11.0329 | 10.265 | 8.5631 | 6.1373 | 4.5046 | 4.1352
STEVENSTON | 11 | SALTCOATS A | 227013.689 | 642059.349 | 7.2153 | 7.0426 | 6.6862 | 6.5827 | 5.7973 | 4.9526 | 4.0726 | 2.8982 | 1.2542 | -0.2949 | -2.0947 | -5.7397 | -10.0544 | -10.5692 | -10.3588
STEWARTON | 11 | KILMARNOCK TOWN | 239918.343 | 645365.324 | 8.9588 | 8.7764 | 8.4971 | 8.1374 | 7.286 | 6.0064 | 4.5218 | 2.6201 | 0.88472 | -0.9664 | -2.9967 | -6.4459 | -11.2889 | -14.2192 | -13.6624
STIRLING | 11 | STIRLING | 280802.8872 | 693278.882 | 14.9335 | 14.7927 | 14.507 | 14.4381 | 14.249 | 14.1978 | 14.1028 | 13.9497 | 13.9379 | 13.7921 | 13.4731 | 12.6533 | 10.2914 | 9.2627 | 9.1956
STIRLING UNIVERSITY | 11 | STIRLING | 281125.782 | 696008.701 | 10.3465 | 10.2114 | 9.9508 | 9.8763 | 9.6883 | 9.3291 | 8.5153 | 7.7504 | 6.8667 | 6.0516 | 4.9462 | 2.6458 | -1.9957 | -4.2314 | -4.7034
STONEHOUSE | 11 | WISHAW | 275577.919 | 646480.612 | 1.9284 | 8.1333 | 8.2453 | 7.8072 | 7.7955 | 7.5986 | 7.2499 | 6.8721 | 6.2789 | 5.4042 | 4.3934 | 2.4091 | -0.0032658 | 0.51993 | 0.39247
STRANRAER | 11 | GLENLUCE | 206892 | 560120 | 2.1146 | 2.5924 | 1.5956 | 1.5023 | 9.0776 | 8.4912 | 7.8348 | 7.1546 | 6.3004 | 5.4875 | 4.3098 | 2.0071 | -3.2872 | -5.6254 | -5.5967
STRATHAVEN | 11 | STRATHAVEN | 270293.432 | 644642.094 | 11.8702 | 11.6999 | 11.4579 | 10.5751 | 9.1447 | 7.4162 | 5.2717 | 2.373 | -0.42968 | -2.9907 | -5.7157 | -10.2645 | -15.838 | -14.7628 | -10.0491
STRATHLEVEN | 11 | STRATHLEVEN | 240228.944 | 677178.855 | 12.6765 | 12.4802 | 2.6404 | 2.5525 | 2.0384 | 1.4215 | 0.73282 | -0.24941 | -1.3783 | -2.4402 | -3.6674 | -6.1765 | -10.9052 | -13.3955 | -13.6933
SYMINGTON | 11 | LINNMILL | 298820.032 | 635900.344 | 3.4352 | 3.4042 | 3.3947 | 3.3876 | 3.2258 | 3.1305 | 2.9336 | 2.6498 | 2.3491 | 1.7985 | 1.139 | -0.030381 | -1.7163 | -2.7466 | -4.3131
TELFORD ROAD | 11 | TELFORD ROAD | 322472.2119 | 674987.8299 | 13.3498 | 13.2412 | 13.011 | 12.9249 | 12.7452 | 12.6449 | 12.4434 | 11.8028 | 10.85 | 10.0223 | 9.0062 | 7.0988 | 5.2748 | 4.6008 | 4.6577
THISTLE COURT | 6.6 | DEWAR PLACE | 325419.659 | 674134.951 | 7.8703 | 7.9016 | 7.7779 | 7.6913 | 7.5596 | 7.2167 | 7.0196 | 6.7862 | 6.5243 | 6.339 | 6.2087 | 5.9241 | 5.7133 | 6.1693 | 6.6082
TONGLAND DISTRIBUTION | 11 | TONGLAND DISTRIBUTION | 269503.143 | 553558.881 | 7.5947 | 7.4902 | 7.2929 | 7.1939 | 6.9178 | 6.3216 | 5.6303 | 4.7088 | 3.7971 | 2.8546 | 1.7893 | -0.066534 | -2.6304 | -4.0596 | -4.0844
TORNESS | 11 | DUNBAR B | 374427.1 | 674923.23 | 6.3036 | 6.2139 | 5.97 | 5.6767 | 5.3336 | 4.884 | 4.4395 | 3.8606 | 3.3168 | 2.836 | 2.3318 | 1.3841 | 0.45049 | 0.60549 | -0.23253
TOWERS ROAD | 11 | NEWARTHILL | 278332.007 | 665689.922 | 9.1282 | 8.8832 | 8.1681 | 6.9038 | 5.3386 | 2.9028 | -0.14119 | -4.209 | -8.1911 | -12.0488 | -16.2619 | -23.7384 | -33.5387 | -31.631 | -23.8474
TOWNHILL | 11 | DUNFERMLINE | 309927.935 | 689478.786 | 9.1753 | 8.9687 | 8.642 | 8.2065 | 7.2843 | 5.6581 | 3.7303 | 1.2962 | -0.98323 | -3.3316 | -5.8444 | -10.2258 | -16.9879 | -21.0631 | -20.0446
TRANENT | 11 | COCKENZIE | 339687.9688 | 672792.8107 | 5.5457 | 5.3096 | 4.0532 | 4.3579 | -0.21637 | -1.1146 | -2.0604 | -3.8302 | -5.8167 | -7.6429 | -9.6779 | -13.4299 | -19.8595 | -23.1767 | -23.2373
TROON | 11 | KILMARNOCK TOWN | 233083.6648 | 631411.3028 | 2.4241 | 2.6885 | 2.8785 | 1.1934 | 4.3324 | 3.156 | 1.6775 | -0.76121 | -3.2111 | -5.4017 | -7.7756 | -11.8707 | -15.7654 | -15.2014 | -14.7468
UDDINGSTON | 11 | WESTBURN ROAD (CLYDE'S MILL) | 269788.736 | 660401.968 | 10.1992 | 9.9398 | 9.2434 | 8.2822 | 7.0878 | 5.7666 | 3.8539 | 1.0681 | -1.7327 | -4.2427 | -6.8687 | -11.5538 | -16.4221 | -13.279 | -12.9349
UNDERWOOD | 11 | ELDERSLIE | 247798.526 | 664287.903 | 3.5381 | 3.3007 | 2.8468 | 2.6874 | 2.287 | 2.0655 | 1.6127 | 0.74432 | -0.86604 | -2.2109 | -3.9 | -7.5015 | -11.7013 | -12.4838 | -13.5175
VIRGINIA STREET | 11 | CHARLOTTE STREET | 259302.081 | 665177.915 | 7.365 | 7.1312 | 6.736 | 6.6204 | 6.3603 | 6.2524 | 6.1008 | 5.8727 | 5.7925 | 5.5788 | 5.3322 | 4.4859 | 2.3794 | 1.6444 | 1.8441
WADDELL STREET | 11 | ST. ANDREWS CROSS | 259612.654 | 663876.729 | 8.2981 | 8.1086 | 7.7704 | 7.6849 | 7.4646 | 7.3966 | 7.2842 | 7.1033 | 7.0833 | 6.8917 | 6.6799 | 6.3306 | 3.9155 | 3.1452 | 3.4907
WAROUT ROAD | 11 | GLENROTHES | 327228.545 | 700390.186 | 0.78525 | 0.86387 | 1.0041 | -0.055529 | -0.42878 | -0.91854 | -1.5807 | -2.5585 | -3.7621 | -4.7129 | -5.7565 | -7.7003 | -12.5669 | -15.3477 | -16.1377
WATLING STREET | 11 | WISHAW | 273960.028 | 658303.9844 | 10.1364 | 9.9273 | 9.4672 | 8.4451 | 7.1939 | 5.852 | 4.3775 | 1.9051 | -0.54053 | -2.5795 | -4.7241 | -8.2754 | -12.4942 | -13.1057 | -13.559
WEST CALDER | 11 | LIVINGSTON EAST | 301084.521 | 662861.057 | 2.1568 | 2.0918 | 1.9387 | 1.883 | 1.5782 | 1.043 | 0.45579 | -0.17552 | -0.91264 | -1.5616 | -2.3037 | -3.7067 | -6.9698 | -8.8555 | -8.8987
WEST GEORGE STREET | 11 | WEST GEORGE STREET | 258333.7737 | 665640.2753 | 8.4147 | 8.2139 | 7.849 | 7.7435 | 7.51 | 7.4123 | 7.2764 | 7.0694 | 7.0174 | 6.8357 | 6.6118 | 6.1776 | 3.8295 | 3.1136 | 3.3899
WEST LINTON | 11 | KAIMES | 316152.1847 | 652622.398 | 5.3397 | 4.8806 | 4.4623 | 4.1587 | 3.7665 | 3.364 | 3.1404 | 2.481 | 1.9155 | 1.2005 | 0.48741 | -0.52639 | -2.5528 | -4.829 | -5.2788
WESTBURN ROAD | 11 | WESTBURN ROAD (CLYDE'S MILL) | 265346.313 | 660834.734 | 24.9099 | 24.6681 | 24.2474 | 24.1 | 23.6983 | 22.9678 | 22.0158 | 20.5376 | 18.9276 | 17.4648 | 15.8711 | 13.0004 | 6.8535 | 4.3438 | 4.314
WESTERTON | 11 | DRUMCHAPEL | 254314.218 | 670771.106 | 6.3169 | 6.1823 | 5.9208 | 5.9054 | 5.7149 | 5.3485 | 4.7043 | 3.8708 | 2.312 | 0.91328 | -0.71721 | -3.7357 | -8.5372 | -11.18 | -11.1442
WESTFIELD AVE | 11 | HAGGS ROAD | 260489.435 | 661271.296 | 10.4093 | 10.2916 | 10.0167 | 9.9415 | 9.6861 | 9.4983 | 9.0559 | 8.6306 | 8.054 | 7.5044 | 6.5014 | 4.3815 | 1.7179 | -0.21013 | -0.70137
WESTWOOD | 11 | EAST KILBRIDE | 261934.8754 | 652780.226 | 16.6312 | 16.5074 | 16.0561 | 15.3691 | 14.4407 | 13.3997 | 11.6892 | 9.2239 | 6.8931 | 4.8842 | 2.7848 | -0.55525 | -4.0105 | -0.87705 | 0.58558
WHITCHESTER | 11 | ECCLES | 371282.384 | 658170.064 | 3.785 | 3.7977 | 3.7958 | 3.7873 | 3.7561 | 3.7462 | 3.7088 | 3.6227 | 3.5096 | 3.3834 | 3.2498 | 2.995 | 2.5809 | 2.3121 | 2.2249
WHITLAWBURN | 11 | WESTBURN ROAD (CLYDE'S MILL) | 264009.423 | 659347.403 | 19.9554 | 19.6229 | 19.0145 | 17.976 | 16.4036 | 14.6608 | 12.1278 | 8.5265 | 4.9043 | 1.639 | -1.8009 | -7.79 | -13.9509 | -14.3165 | -14.0556
WHOLEFLATS | 11 | GRANGEMOUTH | 294451.301 | 680473.126 | 9.0648 | 8.8747 | 8.5797 | 8.4358 | 8.1227 | 7.9607 | 7.7377 | 7.3834 | 6.9419 | 6.4653 | 5.8537 | 4.7384 | 1.3671 | -0.42394 | -0.56804
WILLIAM STREET | 11 | DEWAR PLACE | 324255.41 | 673536.718 | 17.08 | 16.8695 | 16.6609 | 16.4372 | 16.245 | 15.9751 | 15.7152 | 15.3477 | 14.9877 | 14.6798 | 14.2964 | 13.659 | 12.2745 | 10.7959 | 9.4633
WOODEND | 11 | HELENSBURGH | 229101.515 | 683718.176 | 3.9906 | 3.9169 | 3.7773 | 3.7219 | 3.4006 | 2.6158 | 1.7567 | 0.61203 | -0.46006 | -1.52 | -2.6769 | -4.6255 | -7.5965 | -9.1828 | -8.7627
WOODISLE | 11 | EASTERHOUSE | 266183.052 | 672994.409 | 13.1183 | 13.0357 | 12.8081 | 12.6794 | 12.0145 | 11.2274 | 10.1992 | 8.4585 | 6.7381 | 5.0251 | 3.1465 | 0.015137 | -4.4277 | -6.7907 | -6.6089
WOODSIDE | 11 | COATBRIDGE | 271929.912 | 663916.72 | 14.7289 | 14.6294 | 14.4973 | 14.351 | 13.9043 | 13.3654 | 12.7629 | 12.0727 | 11.1501 | 10.4358 | 9.5102 | 7.771 | 3.5026 | 1.6538 | 1.4385
YAIR BRIDGE | 22 | GALASHIELS | 346836.296 | 632270.467 | 5.3075 | 5.243 | 13.1778 | 13.1302 | 13.0748 | 13.0174 | 12.8887 | 12.7614 | 12.6437 | 12.5146 | 12.3782 | 12.1819 | 11.839 | 11.462 | 11.324
YETHOLM | 11 | ECCLES | 382238.877 | 628078.659 | 4.2171 | 4.2193 | 4.1861 | 4.0997 | 3.9895 | 3.8231 | 3.6574 | 3.4366 | 3.2322 | 3.03 | 2.7987 | 2.4378 | 1.8909 | 1.5628 | 1.627
YOKER FERRY ROAD | 11 | DRUMCHAPEL | 251265.201 | 668619.159 | 6.9654 | 6.7722 | 6.3923 | 6.2947 | 5.9758 | 5.6071 | 4.9575 | 4.3397 | 3.3714 | 1.8013 | -0.064474 | -4.0736 | -9.288 | -9.9913 | -10.8028
ZETLAND PARK | 11 | GRANGEMOUTH | 292872.099 | 681153.554 | 18.845 | 18.744 | 18.5755 | 18.2353 | 17.8555 | 17.5023 | 17.1068 | 16.6488 | 15.9878 | 15.3169 | 14.5717 | 13.1363 | 11.3829 | 10.9088 | 10.4782

## Baseline Scenario (Gen)
Generation Headroom (MW)
Return to Contents |  |  | Substation Location |  | Subject to upstream constraints beyond our network boundary (Yes/No) (See section 7.3 of the methodology statement) | Synchronous | [14 empty] | Fully Converted
Substation Name | Voltage (kV) | Grid Supply Point | Easting | Northing |  | 2022/23 | 2023/24 | 2024/25 | 2025/26 | 2026/27 | 2027/28 | 2028/29 | 2029/30 | 2030/31 | 2031/32 | 2032/33 | 2035 | 2040 | 2045 | 2050 | 2022/23 | 2023/24 | 2024/25 | 2025/26 | 2026/27 | 2027/28 | 2028/29 | 2029/30 | 2030/31 | 2031/32 | 2032/33 | 2035 | 2040 | 2045 | 2050
ABBEYLANDS ROAD | 11 | KILBOWIE 33 | 250627.663 | 672976.434 | Yes | 9.4628 | 9.4619 | 9.4598 | 9.459 | 9.4573 | 9.4557 | 9.4532 | 9.4467 | 9.4401 | 9.4378 | 9.4315 | 9.4128 | 9.3823 | 9.3523 | 9.3217 | 10.5429 | 10.5018 | 10.5037 | 10.5198 | 10.553 | 10.583 | 10.6168 | 10.6373 | 10.6655 | 10.726 | 10.7524 | 10.8828 | 11.0495 | 11.0635 | 10.9301
ABRONHILL | 11 | CUMBERNAULD | 278722.75 | 675616.923 | Yes | 7.5781 | 0 | 0 | 0 | 0 | 0 | 0 | 0 | 0 | 0 | 0 | 0 | 0 | 0 | 0 | 7.5781 | 0 | 0 | 0 | 0 | 0 | 0 | 0 | 0 | 0 | 0 | 0 | 0 | 0 | 0
ADMIRAL STREET | 6.6 | ST. ANDREWS CROSS | 257470 | 664360 | No | 7.0374 | 7.0374 | 7.0374 | 7.0374 | 7.0374 | 7.0374 | 7.0374 | 7.0374 | 7.0328 | 7.0324 | 7.0313 | 7.0238 | 7.0087 | 6.996 | 6.9795 | 24.0001 | 23.9148 | 23.9214 | 24.0082 | 24.0973 | 24.1929 | 24.2728 | 24.3571 | 24.4143 | 24.5182 | 24.5973 | 24.9264 | 25.5034 | 25.7849 | 25.7003
AIRDRIE | 11 | COATBRIDGE | 276005.377 | 665357.364 | Yes | 8.3958 | 8.3942 | 8.3833 | 8.3493 | 8.3081 | 0 | 0 | 0 | 0 | 0 | 0 | 0 | 0 | 0 | 0 | 22.0378 | 21.9194 | 21.8857 | 21.8669 | 21.8475 | 0 | 0 | 0 | 0 | 0 | 0 | 0 | 0 | 0 | 0
ALLANBANK | 11 | NEWARTHILL | 284841.084 | 657420.185 | Yes | 0 | 0 | 0 | 0 | 0 | 0 | 0 | 0 | 0 | 0 | 0 | 0 | 0 | 0 | 0 | 0 | 0 | 0 | 0 | 0 | 0 | 0 | 0 | 0 | 0 | 0 | 0 | 0 | 0 | 0
ALMONDVALE | 11 | LIVINGSTON EAST | 305553.961 | 666564.265 | Yes | 0 | 0 | 0 | 0 | 0 | 0 | 0 | 0 | 0 | 0 | 0 | 0 | 0 | 0 | 0 | 0 | 0 | 0 | 0 | 0 | 0 | 0 | 0 | 0 | 0 | 0 | 0 | 0 | 0 | 0
ANNAN | 11 | CHAPELCROSS | 319945.563 | 567343.91 | Yes | 0 | 0 | 0 | 0 | 0 | 0 | 0 | 0 | 0 | 0 | 0 | 0 | 0 | 0 | 0 | 0 | 0 | 0 | 0 | 0 | 0 | 0 | 0 | 0 | 0 | 0 | 0 | 0 | 0 | 0
ANSTRUTHER | 11 | LEVEN | 356383.016 | 703675.175 | Yes | 6.6031 | 6.5851 | 0.95835 | 0 | 0 | 0 | 0 | 0 | 0 | 0 | 0 | 0 | 0 | 0 | 0 | 6.6031 | 6.5851 | 0.95835 | 0 | 0 | 0 | 0 | 0 | 0 | 0 | 0 | 0 | 0 | 0 | 0
ARCHERHILL ROAD | 11 | DRUMCHAPEL | 253543.8942 | 669266.5706 | No | 9.5263 | 9.5176 | 9.5092 | 9.4647 | 9.4145 | 9.364 | 5.7731 | 2.9947 | 0 | 0 | 0 | 0 | 0 | 0 | 0 | 23.3269 | 22.9669 | 22.9215 | 20.2657 | 14.8867 | 9.5196 | 5.7731 | 2.9947 | 0 | 0 | 0 | 0 | 0 | 0 | 0
ARDGOUR DRIVE | 11 | JOHNSTONE | 243193.272 | 664147.552 | Yes | 7.8751 | 7.8214 | 7.8546 | 7.8188 | 7.776 | 7.7284 | 7.6854 | 7.6348 | 4.8739 | 1.7976 | 0 | 0 | 0 | 0 | 0 | 21.8085 | 21.6812 | 21.6714 | 21.6427 | 21.5823 | 21.5226 | 17.1579 | 10.0633 | 4.8739 | 1.7976 | 0 | 0 | 0 | 0 | 0
ARMADALE | 11 | BATHGATE | 294104.186 | 668090.535 | Yes | 1.8926 | 1.5329 | 0 | 0 | 0 | 0 | 0 | 0 | 0 | 0 | 0 | 0 | 0 | 0 | 0 | 8.7586 | 3.8823 | 0 | 0 | 0 | 0 | 0 | 0 | 0 | 0 | 0 | 0 | 0 | 0 | 0
ASHGROVE STREET | 11 | DALMARNOCK | 261474.041 | 662867.449 | Yes | 12.0158 | 12.0158 | 12.0158 | 11.9858 | 11.9614 | 11.937 | 11.9166 | 11.901 | 11.8851 | 11.8693 | 11.8339 | 4.5256 | 0.98612 | 2.1049 | 3.0356 | 22.5043 | 22.3533 | 22.3301 | 22.2586 | 22.2007 | 22.1513 | 22.1155 | 22.0892 | 18.5468 | 15.4946 | 11.8339 | 4.5256 | 0.98612 | 2.1049 | 3.0356
AUCHNEEL | 11 | GLENLUCE | 203380.733 | 561634.223 | Yes | 0 | 0 | 0 | 0 | 0 | 0 | 0 | 0 | 0 | 0 | 0 | 0 | 0 | 0 | 0 | 0 | 0 | 0 | 0 | 0 | 0 | 0 | 0 | 0 | 0 | 0 | 0 | 0 | 0 | 0
AUCHTERMUCHTY | 11 | CUPAR | 323151.984 | 711519.316 | Yes | 7.5905 | 7.5525 | 7.5401 | 7.4498 | 7.3872 | 7.3097 | 7.2532 | 7.1825 | 7.078 | 6.8739 | 1.0364 | 0 | 0 | 0 | 0 | 7.5905 | 7.5525 | 7.5401 | 7.4498 | 7.3872 | 7.3097 | 7.2532 | 7.1825 | 7.078 | 6.8739 | 1.0364 | 0 | 0 | 0 | 0
AURS ROAD | 11 | CROOKSTON B | 250690 | 659100 | Yes | 10.1487 | 10.0799 | 9.9964 | 9.8922 | 9.7811 | 9.6649 | 9.5459 | 9.429 | 9.3693 | 9.3051 | 9.2426 | 2.8029 | 0 | 0 | 0 | 24.6772 | 24.2503 | 23.8907 | 23.5405 | 23.195 | 22.8479 | 19.6706 | 16.8445 | 13.7228 | 11.7803 | 9.2426 | 2.8029 | 0 | 0 | 0
AVENUE END ROAD | 11 | EASTERHOUSE | 264815.531 | 667555.951 | No | 8.4783 | 8.4534 | 8.3867 | 8.2775 | 8.1337 | 8.0047 | 7.8733 | 7.7751 | 7.6783 | 7.567 | 7.4116 | 0 | 0 | 0 | 0 | 8.4783 | 8.4534 | 8.3867 | 8.2775 | 8.1337 | 8.0047 | 7.8733 | 7.7751 | 7.6783 | 7.567 | 7.4116 | 0 | 0 | 0 | 0
AYTON | 11 | BERWICK | 392062.407 | 660576.39 | Yes | 0 | 0 | 0 | 0 | 0 | 0 | 0 | 0 | 0 | 0 | 0 | 0 | 0 | 0 | 0 | 0 | 0 | 0 | 0 | 0 | 0 | 0 | 0 | 0 | 0 | 0 | 0 | 0 | 0 | 0
BAILLIESTON | 11 | WESTBURN ROAD (CLYDE'S MILL) | 267910 | 663290 | No | 0 | 0 | 0 | 0 | 0 | 0 | 0 | 0 | 0 | 0 | 0 | 0 | 0 | 0 | 0 | 0 | 0 | 0 | 0 | 0 | 0 | 0 | 0 | 0 | 0 | 0 | 0 | 0 | 0 | 0
BAKER STREET | 11 | DEVOL MOOR | 228325.823 | 675631.277 | Yes | 12.4731 | 12.4725 | 12.4701 | 12.4644 | 12.4527 | 8.3788 | 4.8073 | 2.0416 | 0 | 0 | 0 | 0 | 0 | 0 | 0 | 23.7413 | 19.3464 | 18.724 | 16.6279 | 12.5689 | 8.3788 | 4.8073 | 2.0416 | 0 | 0 | 0 | 0 | 0 | 0 | 0
BALGREEN | 11 | SIGHTHILL | 321867.631 | 672625.378 | No | 7.5009 | 7.4518 | 7.3867 | 7.2803 | 7.1645 | 7.0344 | 6.9028 | 6.7751 | 6.6557 | 6.5517 | 6.3942 | 6.0062 | 3.1469 | 0 | 0 | 7.5009 | 7.4518 | 7.3867 | 7.2803 | 7.1645 | 7.0344 | 6.9028 | 6.7751 | 6.6557 | 6.5517 | 6.3942 | 6.0062 | 3.1469 | 0 | 0
BALLOCH | 11 | STRATHLEVEN | 239188.9912 | 681197.131 | Yes | 10.2757 | 10.1769 | 10.0644 | 9.9426 | 9.8153 | 9.6835 | 9.5472 | 9.4101 | 9.3703 | 9.3243 | 9.2799 | 9.1419 | 8.903 | 8.6479 | 8.3808 | 25.2967 | 24.7273 | 24.2394 | 23.825 | 23.3975 | 22.9984 | 22.5909 | 22.1896 | 22.2854 | 22.3593 | 22.3555 | 22.5187 | 22.5527 | 22.0728 | 19.3033
BALMORE | 11 | KILLERMONT | 259907.163 | 673535.919 | Yes | 1.1042 | 0.96433 | 0.9308 | 0.93538 | 0.92704 | 0.94485 | 0.9534 | 0.96283 | 0.98272 | 0.99313 | 0.97815 | 1.0315 | 0.92791 | 0.41881 | 0 | 1.1042 | 0.96433 | 0.9308 | 0.93538 | 0.92704 | 0.94485 | 0.9534 | 0.96283 | 0.98272 | 0.99313 | 0.97815 | 1.0315 | 0.92791 | 0.41881 | 0
BARNTON GROVE | 11 | SIGHTHILL | 318715.464 | 675054.687 | No | 7.4465 | 7.3965 | 7.3782 | 7.314 | 7.2555 | 7.1995 | 7.1458 | 7.0998 | 7.0701 | 7.0347 | 6.9631 | 6.8443 | 3.1469 | 0 | 0 | 7.4465 | 7.3965 | 7.3782 | 7.314 | 7.2555 | 7.1995 | 7.1458 | 7.0998 | 7.0701 | 7.0347 | 6.9631 | 6.8443 | 3.1469 | 0 | 0
BARNTON QUARRY | 6.6 | SIGHTHILL | 320097.075 | 674956.678 | No | 10.0089 | 10.0045 | 9.9994 | 9.9715 | 9.9439 | 9.9107 | 9.8766 | 9.8425 | 9.807 | 9.7695 | 9.7309 | 9.6137 | 3.1469 | 0 | 0 | 24.9974 | 24.8947 | 24.8499 | 24.7696 | 24.6961 | 24.5992 | 24.5036 | 24.4116 | 24.3153 | 24.2359 | 24.1254 | 23.8438 | 3.1469 | 0 | 0
BARRHEAD | 11 | CROOKSTON B | 250406.666 | 659822.989 | Yes | 6.0841 | 6.0822 | 6.0721 | 6.0464 | 6.0165 | 5.9881 | 5.9547 | 5.9248 | 5.889 | 5.8573 | 5.8216 | 2.8029 | 0 | 0 | 0 | 21.0309 | 20.9778 | 20.9709 | 20.9599 | 20.9545 | 20.9678 | 19.6706 | 16.8445 | 13.7228 | 11.7803 | 9.2426 | 2.8029 | 0 | 0 | 0
BARRHILL | 11 | GLENLUCE | 210706.948 | 544373.807 | Yes | 0 | 0 | 0 | 0 | 0 | 0 | 0 | 0 | 0 | 0 | 0 | 0 | 0 | 0 | 0 | 0 | 0 | 0 | 0 | 0 | 0 | 0 | 0 | 0 | 0 | 0 | 0 | 0 | 0 | 0
BARTERHOLM | 11 | PAISLEY | 248648.016 | 662757.152 | Yes | 4.9918 | 4.991 | 4.9894 | 4.973 | 4.9503 | 4.9207 | 4.8948 | 0.41516 | 0 | 0 | 0 | 0 | 0 | 0 | 0 | 23.4014 | 23.3183 | 23.3359 | 23.3767 | 23.4147 | 23.4456 | 22.4096 | 0.41516 | 0 | 0 | 0 | 0 | 0 | 0 | 0
BELHAVEN FORTH | 11 | DUNBAR A | 366657.81 | 678127.272 | Yes | 10.6872 | 0 | 0 | 0 | 0 | 0 | 0 | 0 | 0 | 0 | 0 | 0 | 0 | 0 | 0 | 10.6872 | 0 | 0 | 0 | 0 | 0 | 0 | 0 | 0 | 0 | 0 | 0 | 0 | 0 | 0
BELHAVEN WEST | 11 | WISHAW | 279137.466 | 655246.218 | Yes | 0 | 0 | 0 | 0 | 0 | 0 | 0 | 0 | 0 | 0 | 0 | 0 | 0 | 0 | 0 | 0 | 0 | 0 | 0 | 0 | 0 | 0 | 0 | 0 | 0 | 0 | 0 | 0 | 0 | 0
BELLSHILL (PRIMARY) | 11 | NEWARTHILL | 273441.482 | 660541.095 | Yes | 0 | 0 | 0 | 0 | 0 | 0 | 0 | 0 | 0 | 0 | 0 | 0 | 0 | 0 | 0 | 0 | 0 | 0 | 0 | 0 | 0 | 0 | 0 | 0 | 0 | 0 | 0 | 0 | 0 | 0
BERRYHILL ROAD | 11 | GIFFNOCK | 255905.112 | 658491.185 | No | 2.7055 | 2.7016 | 2.6786 | 2.627 | 2.5671 | 2.5022 | 2.4356 | 2.3658 | 2.2955 | 2.2214 | 2.1382 | 1.897 | 1.4683 | 1.0076 | 0 | 13.5273 | 13.5078 | 13.3928 | 13.135 | 12.8357 | 12.5112 | 12.178 | 11.8292 | 11.4773 | 11.1069 | 10.6908 | 9.4849 | 7.3415 | 5.0379 | 0
BIGGAR | 11 | LINNMILL | 304111.234 | 637546.286 | Yes | 0 | 0 | 0 | 0 | 0 | 0 | 0 | 0 | 0 | 0 | 0 | 0 | 0 | 0 | 0 | 0 | 0 | 0 | 0 | 0 | 0 | 0 | 0 | 0 | 0 | 0 | 0 | 0 | 0 | 0
BIRRELL STREET WYND | 11 | REDHOUSE | 328814.184 | 692685.812 | Yes | 0 | 0 | 0 | 0 | 0 | 0 | 0 | 0 | 0 | 0 | 0 | 0 | 0 | 0 | 0 | 0 | 0 | 0 | 0 | 0 | 0 | 0 | 0 | 0 | 0 | 0 | 0 | 0 | 0 | 0
BISHOP | 11 | EASTERHOUSE | 268704.235 | 665634.841 | No | 8.3818 | 8.2344 | 8.1885 | 8.1015 | 8.0211 | 7.9553 | 7.8712 | 7.8325 | 7.7768 | 7.7248 | 7.6528 | 0 | 0 | 0 | 0 | 8.3818 | 8.2344 | 8.1885 | 8.1015 | 8.0211 | 7.9553 | 7.8712 | 7.8325 | 7.7768 | 7.7248 | 7.6528 | 0 | 0 | 0 | 0
BISHOPBRIGGS | 11 | KILLERMONT | 260978.59 | 670303.459 | Yes | 5.5888 | 5.5832 | 5.5623 | 5.5076 | 5.446 | 5.3779 | 5.3064 | 5.2367 | 5.1575 | 5.0774 | 4.9926 | 4.7282 | 4.2626 | 3.7695 | 3.2602 | 23.0139 | 22.8539 | 22.7728 | 22.6739 | 22.5717 | 22.4476 | 22.3278 | 22.2275 | 22.0946 | 22.0206 | 21.8567 | 21.5109 | 20.7405 | 17.8026 | 13.283
BLACKBURN | 11 | BATHGATE | 297905.928 | 665946.711 | Yes | 10.4545 | 3.8823 | 0 | 0 | 0 | 0 | 0 | 0 | 0 | 0 | 0 | 0 | 0 | 0 | 0 | 10.4545 | 3.8823 | 0 | 0 | 0 | 0 | 0 | 0 | 0 | 0 | 0 | 0 | 0 | 0 | 0
BLACKHALL PACKAGE | 11 | PAISLEY | 248944.968 | 663424.425 | Yes | 9.2341 | 9.2341 | 9.2335 | 9.2292 | 9.2162 | 9.204 | 9.1908 | 0.41516 | 0 | 0 | 0 | 0 | 0 | 0 | 0 | 9.4523 | 9.4151 | 9.4288 | 9.4955 | 9.5369 | 9.6014 | 9.6698 | 0.41516 | 0 | 0 | 0 | 0 | 0 | 0 | 0
BONESS KINNEIL | 11 | GRANGEMOUTH | 298959.649 | 681278.93 | No | 11.0484 | 11.0333 | 11.0405 | 11.0752 | 0 | 0 | 0 | 0 | 0 | 0 | 0 | 0 | 0 | 0 | 0 | 11.0484 | 11.0333 | 11.0405 | 11.0752 | 0 | 0 | 0 | 0 | 0 | 0 | 0 | 0 | 0 | 0 | 0
BONNINGTON ROAD | 11 | SHRUBHILL | 326270.4329 | 675799.0006 | No | 6.4271 | 6.4271 | 6.4262 | 6.4209 | 6.4115 | 6.404 | 6.3924 | 6.3855 | 6.3732 | 6.3648 | 6.3519 | 6.315 | 6.2547 | 6.1847 | 6.113 | 27.5487 | 27.3953 | 27.3633 | 27.3982 | 27.4062 | 27.4284 | 27.4324 | 27.4496 | 27.4223 | 27.4588 | 27.4537 | 27.6098 | 27.9925 | 28.0026 | 27.7147
BOUNDARY STREET | 11 | DEVOL MOOR | 230980.355 | 674918.43 | Yes | 12.1682 | 12.1674 | 12.1644 | 12.1533 | 12.1455 | 8.3788 | 4.8073 | 2.0416 | 0 | 0 | 0 | 0 | 0 | 0 | 0 | 23.7413 | 19.3464 | 18.724 | 16.6279 | 12.5689 | 8.3788 | 4.8073 | 2.0416 | 0 | 0 | 0 | 0 | 0 | 0 | 0
BOWHILL | 11 | WESTFIELD | 321324.335 | 695797.18 | Yes | 4.1862 | 4.0971 | 4.0591 | 2.292 | 0 | 0 | 0 | 0 | 0 | 0 | 0 | 0 | 0 | 0 | 0 | 4.1862 | 4.0971 | 4.0591 | 2.292 | 0 | 0 | 0 | 0 | 0 | 0 | 0 | 0 | 0 | 0 | 0
BRAIDWOOD | 11 | LINNMILL | 284728.213 | 648027.159 | Yes | 0 | 0 | 0 | 0 | 0 | 0 | 0 | 0 | 0 | 0 | 0 | 0 | 0 | 0 | 0 | 0 | 0 | 0 | 0 | 0 | 0 | 0 | 0 | 0 | 0 | 0 | 0 | 0 | 0 | 0
BROXBURN | 11 | BROXBURN | 307400.017 | 672045.726 | Yes | 9.6436 | 9.5328 | 9.472 | 9.4076 | 6.8765 | 0 | 0 | 0 | 0 | 0 | 0 | 0 | 0 | 0 | 0 | 9.6436 | 9.5328 | 9.472 | 9.4076 | 6.8765 | 0 | 0 | 0 | 0 | 0 | 0 | 0 | 0 | 0 | 0
BURGHLEE | 11 | KAIMES | 326860.596 | 665214.725 | Yes | 4.9029 | 4.8304 | 4.8115 | 4.7789 | 4.7402 | 0 | 0 | 0 | 0 | 0 | 0 | 0 | 0 | 0 | 0 | 16.6807 | 16.3827 | 16.314 | 16.2984 | 9.3507 | 0 | 0 | 0 | 0 | 0 | 0 | 0 | 0 | 0 | 0
BURNBANK | 11 | STRATHAVEN | 270167.2311 | 656095.4499 | Yes | 0 | 0 | 0 | 0 | 0 | 0 | 0 | 0 | 0 | 0 | 0 | 0 | 0 | 0 | 0 | 0 | 0 | 0 | 0 | 0 | 0 | 0 | 0 | 0 | 0 | 0 | 0 | 0 | 0 | 0
BURNFIELD | 11 | GIFFNOCK | 255283.085 | 659966.077 | No | 9.7549 | 9.7541 | 9.7454 | 9.7173 | 9.6824 | 9.6475 | 9.6137 | 9.5774 | 9.5365 | 9.4967 | 9.4529 | 9.3228 | 9.0985 | 8.8577 | 8.6128 | 22.2018 | 22.1408 | 22.1217 | 22.1052 | 22.076 | 22.0624 | 22.0652 | 22.073 | 22.0714 | 22.0887 | 22.048 | 22.0614 | 21.9317 | 21.3118 | 20.2404
BURNSIDE | 11 | INVERKEITHING | 313183.304 | 683732.576 | Yes | 3.6919 | 3.6503 | 3.6692 | 3.6581 | 3.6639 | 3.6326 | 3.6129 | 3.5968 | 3.605 | 3.6396 | 3.6184 | 3.5273 | 0 | 0 | 0 | 3.6919 | 3.6503 | 3.6692 | 3.6581 | 3.6639 | 3.6326 | 3.6129 | 3.5968 | 3.605 | 3.6396 | 3.6184 | 3.5273 | 0 | 0 | 0
BURNTISLAND | 11 | GLENNISTON | 322384.921 | 686636.261 | Yes | 13.9973 | 13.9965 | 5.7705 | 0 | 0 | 0 | 0 | 0 | 0 | 0 | 0 | 0 | 0 | 0 | 0 | 24.8783 | 21.5612 | 5.7705 | 0 | 0 | 0 | 0 | 0 | 0 | 0 | 0 | 0 | 0 | 0 | 0
BUSH ESTATE | 11 | KAIMES | 325343.5251 | 663499.2663 | Yes | 11.7873 | 11.1098 | 11.0655 | 11.0315 | 9.3507 | 0 | 0 | 0 | 0 | 0 | 0 | 0 | 0 | 0 | 0 | 11.7873 | 11.1098 | 11.0655 | 11.0315 | 9.3507 | 0 | 0 | 0 | 0 | 0 | 0 | 0 | 0 | 0 | 0
BYREHILL | 11 | SALTCOATS A | 229161.486 | 642567.766 | Yes | 4.5794 | 3.5594 | 2.1788 | 0 | 0 | 0 | 0 | 0 | 0 | 0 | 0 | 0 | 0 | 0 | 0 | 4.5794 | 3.5594 | 2.1788 | 0 | 0 | 0 | 0 | 0 | 0 | 0 | 0 | 0 | 0 | 0 | 0
BYRES ROAD | 11 | FINNIESTON | 256770.319 | 667245.678 | No | 8.9674 | 8.9674 | 8.9652 | 8.9629 | 8.9576 | 8.952 | 8.9496 | 8.9439 | 8.9428 | 8.9352 | 8.9289 | 8.9182 | 8.8951 | 8.8706 | 8.8473 | 11.3359 | 11.1701 | 11.143 | 11.2015 | 11.2446 | 11.2989 | 11.3623 | 11.4116 | 11.478 | 11.5482 | 11.5964 | 11.9013 | 12.4666 | 12.6953 | 12.5642
CADDLEHILL | 11 | SPANGO VALLEY | 227006.0708 | 676188.2622 | Yes | 10.1767 | 10.1264 | 10.1236 | 10.1585 | 10.2047 | 10.2646 | 10.3531 | 10.4406 | 10.5806 | 10.7334 | 10.8437 | 11.3795 | 4.5991 | 0 | 0 | 10.1767 | 10.1264 | 10.1236 | 10.1585 | 10.2047 | 10.2646 | 10.3531 | 10.4406 | 10.5806 | 10.7334 | 10.8437 | 11.3795 | 4.5991 | 0 | 0
CALAIS | 11 | DUNFERMLINE | 311912.639 | 687087.42 | Yes | 21.9144 | 21.0103 | 20.3425 | 19.2464 | 18.9596 | 18.715 | 18.4545 | 18.224 | 18.0759 | 17.9625 | 17.5467 | 9.7572 | 0 | 0 | 0 | 21.9144 | 21.0103 | 20.3425 | 19.2464 | 18.9596 | 18.715 | 18.4545 | 18.224 | 18.0759 | 17.9625 | 17.5467 | 9.7572 | 0 | 0 | 0
CALLENDAR | 11 | BAINSFORD | 289056.086 | 680237.144 | Yes | 10.4916 | 10.4916 | 10.4901 | 1.6666 | 0 | 0 | 0 | 0 | 0 | 0 | 0 | 0 | 0 | 0 | 0 | 22.0232 | 21.9287 | 13.6701 | 1.6666 | 0 | 0 | 0 | 0 | 0 | 0 | 0 | 0 | 0 | 0 | 0
CALTON ROAD | 11 | SHRUBHILL | 326128.1236 | 673955.8775 | No | 13.1971 | 13.1971 | 13.1971 | 13.1971 | 13.1971 | 13.1971 | 13.1971 | 13.1971 | 13.1971 | 13.1971 | 13.1971 | 13.1971 | 13.1971 | 13.1971 | 13.197 | 14.1118 | 14.0311 | 14.0201 | 14.0577 | 14.0861 | 14.1222 | 14.1526 | 14.1794 | 14.1927 | 14.2331 | 14.2635 | 14.4395 | 14.7976 | 14.9707 | 14.9554
CAMBUSLANG | 11 | DALMARNOCK | 263514.331 | 661339.515 | Yes | 6.7545 | 6.423 | 6.3664 | 6.1135 | 5.7278 | 5.3475 | 5.1136 | 4.985 | 5.0552 | 5.1268 | 5.1529 | 4.5256 | 0.98612 | 2.1049 | 3.0356 | 6.7545 | 6.423 | 6.3664 | 6.1135 | 5.7278 | 5.3475 | 5.1136 | 4.985 | 5.0552 | 5.1268 | 5.1529 | 4.5256 | 0.98612 | 2.1049 | 3.0356
CAMELON | 11 | BONNYBRIDGE | 286535.498 | 680078.219 | Yes | 5.5252 | 0 | 0 | 0 | 0 | 0 | 0 | 0 | 0 | 0 | 0 | 0 | 0 | 0 | 0 | 5.5252 | 0 | 0 | 0 | 0 | 0 | 0 | 0 | 0 | 0 | 0 | 0 | 0 | 0 | 0
CAMERON | 11 | BROXBURN | 305932.878 | 669609.961 | Yes | 11.0325 | 10.9088 | 10.8879 | 10.9336 | 6.8765 | 0 | 0 | 0 | 0 | 0 | 0 | 0 | 0 | 0 | 0 | 11.0325 | 10.9088 | 10.8879 | 10.9336 | 6.8765 | 0 | 0 | 0 | 0 | 0 | 0 | 0 | 0 | 0 | 0
CARDONALD | 11 | GOVAN | 254235.167 | 664373.735 | Yes | 10.8953 | 10.7339 | 10.7279 | 10.7557 | 10.7628 | 10.7669 | 10.7526 | 10.7299 | 10.7063 | 10.7168 | 10.6938 | 10.7467 | 10.9065 | 10.6769 | 10.0574 | 10.8953 | 10.7339 | 10.7279 | 10.7557 | 10.7628 | 10.7669 | 10.7526 | 10.7299 | 10.7063 | 10.7168 | 10.6938 | 10.7467 | 10.9088 | 10.6769 | 10.0574
CARFIN | 11 | NEWARTHILL | 277274.491 | 658447.367 | Yes | 0 | 0 | 0 | 0 | 0 | 0 | 0 | 0 | 0 | 0 | 0 | 0 | 0 | 0 | 0 | 0 | 0 | 0 | 0 | 0 | 0 | 0 | 0 | 0 | 0 | 0 | 0 | 0 | 0 | 0
CARGENBRIDGE | 11 | DUMFRIES | 294510.922 | 574363.571 | Yes | 11.0632 | 11.0624 | 11.0535 | 7.172 | 0 | 0 | 0 | 0 | 0 | 0 | 0 | 0 | 0 | 0 | 0 | 21.4212 | 21.2235 | 19.3935 | 7.172 | 0 | 0 | 0 | 0 | 0 | 0 | 0 | 0 | 0 | 0 | 0
CARMUNNOCK ROAD | 11 | CHARLOTTE STREET | 259033.165 | 660559.633 | No | 10.3646 | 10.3638 | 10.3567 | 10.3294 | 10.2983 | 10.2582 | 10.2198 | 10.1738 | 10.1316 | 10.0819 | 10.0321 | 9.8716 | 9.6001 | 9.3068 | 8.9956 | 25.8582 | 25.7966 | 25.7844 | 25.7643 | 25.7431 | 25.7139 | 25.7162 | 25.7055 | 25.7377 | 25.7483 | 25.7229 | 25.7162 | 25.4548 | 24.5259 | 23.0553
CARRON | 11 | BAINSFORD | 288060.047 | 682398.499 | Yes | 9.8565 | 9.8549 | 9.8419 | 1.6666 | 0 | 0 | 0 | 0 | 0 | 0 | 0 | 0 | 0 | 0 | 0 | 24.2993 | 23.9445 | 13.6701 | 1.6666 | 0 | 0 | 0 | 0 | 0 | 0 | 0 | 0 | 0 | 0 | 0
CARRUTHERSTOWN | 11 | DUMFRIES | 309625.3147 | 570239.5477 | Yes | 6.5766 | 6.5409 | 6.5451 | 6.5257 | 0 | 0 | 0 | 0 | 0 | 0 | 0 | 0 | 0 | 0 | 0 | 6.5766 | 6.5409 | 6.5451 | 6.5257 | 0 | 0 | 0 | 0 | 0 | 0 | 0 | 0 | 0 | 0 | 0
CARSFAD HYDRO | 11 | CARSFAD HYDRO | 260542 | 585408 | No | 18.2434 | 18.1776 | 17.7976 | 17.718 | 17.2633 | 16.8215 | 16.4217 | 16.0077 | 15.4678 | 15.0188 | 14.2868 | 12.3879 | 8.9378 | 2.7249 | 0 | 18.2434 | 18.1776 | 17.7976 | 17.718 | 17.2633 | 16.8215 | 16.4217 | 16.0077 | 15.4678 | 15.0188 | 14.2868 | 12.3879 | 8.9378 | 2.7249 | 0
CASTLANDHILL | 11 | INVERKEITHING | 312475.541 | 682770.263 | Yes | 8.3477 | 8.178 | 8.1917 | 8.1766 | 8.1537 | 8.0954 | 8.035 | 8.0212 | 7.9742 | 7.9693 | 7.849 | 7.4848 | 0 | 0 | 0 | 8.3477 | 8.178 | 8.1917 | 8.1766 | 8.1537 | 8.0954 | 8.035 | 8.0212 | 7.9742 | 7.9693 | 7.849 | 7.4848 | 0 | 0 | 0
CASTLE | 11 | GIFFNOCK | 255438.51 | 656118.256 | No | 4.9664 | 4.9647 | 4.954 | 4.9326 | 4.9083 | 4.8819 | 4.8579 | 4.8319 | 4.8075 | 4.7814 | 4.754 | 4.6763 | 4.5499 | 4.4092 | 0 | 23.4859 | 23.2206 | 23.1479 | 23.158 | 23.1426 | 23.1418 | 23.1668 | 23.1829 | 23.1988 | 23.2229 | 23.2023 | 23.3736 | 22.7495 | 11.9307 | 0
CASTLE DOUGLAS | 11 | TONGLAND | 277628.459 | 561979.07 | Yes | 4.928 | 1.385 | 0 | 0 | 0 | 0 | 0 | 0 | 0 | 0 | 0 | 0 | 0 | 0 | 0 | 4.928 | 1.385 | 0 | 0 | 0 | 0 | 0 | 0 | 0 | 0 | 0 | 0 | 0 | 0 | 0
CASTLEMILK | 11 | GIFFNOCK | 259917.552 | 659270.554 | No | 8.1164 | 8.1164 | 8.1133 | 8.0971 | 8.0808 | 8.061 | 8.0449 | 8.028 | 8.0111 | 7.9945 | 7.9774 | 7.9281 | 7.8409 | 7.7584 | 0 | 19.1828 | 19.1298 | 19.1393 | 19.1432 | 19.1922 | 19.2203 | 19.2765 | 19.3479 | 19.4433 | 19.5968 | 19.663 | 20.0211 | 20.6086 | 11.9307 | 0
CHAPEL | 11 | REDHOUSE | 326403.362 | 694247.059 | Yes | 0 | 0 | 0 | 0 | 0 | 0 | 0 | 0 | 0 | 0 | 0 | 0 | 0 | 0 | 0 | 0 | 0 | 0 | 0 | 0 | 0 | 0 | 0 | 0 | 0 | 0 | 0 | 0 | 0 | 0
CHAPELHALL | 11 | NEWARTHILL | 277733.7815 | 661740.4651 | Yes | 0 | 0 | 0 | 0 | 0 | 0 | 0 | 0 | 0 | 0 | 0 | 0 | 0 | 0 | 0 | 0 | 0 | 0 | 0 | 0 | 0 | 0 | 0 | 0 | 0 | 0 | 0 | 0 | 0 | 0
CHARLES STREET | 11 | PORT DUNDAS | 260654.181 | 666548.948 | No | 0 | 0 | 0 | 0 | 0 | 0 | 0 | 0 | 0 | 0 | 0 | 0 | 0 | 0 | 0 | 0 | 0 | 0 | 0 | 0 | 0 | 0 | 0 | 0 | 0 | 0 | 0 | 0 | 0 | 0
CHIRNSIDE | 11 | ECCLES | 386977.1746 | 656676.2966 | Yes | 14.9055 | 14.8534 | 14.1141 | 1.186 | 0 | 0 | 0 | 0 | 0 | 0 | 0 | 0 | 0 | 0 | 0 | 20.367 | 20.1491 | 14.1141 | 1.186 | 0 | 0 | 0 | 0 | 0 | 0 | 0 | 0 | 0 | 0 | 0
CLARK WAY | 11 | COATBRIDGE | 272593.688 | 661196.861 | Yes | 12.0793 | 12.0493 | 12.0192 | 11.9234 | 11.7756 | 0 | 0 | 0 | 0 | 0 | 0 | 0 | 0 | 0 | 0 | 23.9684 | 23.7854 | 23.6451 | 23.2299 | 22.5709 | 0 | 0 | 0 | 0 | 0 | 0 | 0 | 0 | 0 | 0
CLARKSTON | 11 | GIFFNOCK | 257299.813 | 657407.196 | No | 9.3612 | 9.3543 | 9.3302 | 9.2696 | 9.2004 | 9.1274 | 9.049 | 8.9662 | 8.8837 | 8.7966 | 8.7046 | 8.4196 | 7.9174 | 7.3914 | 0 | 25.8289 | 25.6884 | 25.5981 | 25.4635 | 25.3148 | 25.1626 | 25.0074 | 24.852 | 24.7156 | 24.5932 | 24.3897 | 23.9055 | 22.9187 | 11.9307 | 0
CLUNY ROAD | 11 | GLENNISTON | 325194.767 | 694002.272 | Yes | 3.5135 | 3.4984 | 3.5088 | 0 | 0 | 0 | 0 | 0 | 0 | 0 | 0 | 0 | 0 | 0 | 0 | 3.5135 | 3.4984 | 3.5088 | 0 | 0 | 0 | 0 | 0 | 0 | 0 | 0 | 0 | 0 | 0 | 0
CLYDEBANK BUSINESS PARK | 11 | KILBOWIE 33 | 249301.767 | 670590.447 | Yes | 9.1706 | 9.1706 | 9.1706 | 9.1706 | 9.1706 | 9.1706 | 9.1706 | 9.1706 | 9.1706 | 9.1686 | 9.1683 | 9.1624 | 9.1558 | 9.1441 | 9.1349 | 11.2183 | 11.1285 | 11.1328 | 11.2196 | 11.308 | 11.3922 | 11.4635 | 11.5284 | 11.5861 | 11.6614 | 11.7349 | 12.0563 | 12.6825 | 12.9393 | 12.8606
COATS STREET | 11 | COATBRIDGE | 273717.4208 | 665030.5976 | Yes | 9.4247 | 9.423 | 9.4134 | 9.3801 | 9.34 | 0 | 0 | 0 | 0 | 0 | 0 | 0 | 0 | 0 | 0 | 22.2435 | 22.1 | 22.0602 | 22.0363 | 21.9847 | 0 | 0 | 0 | 0 | 0 | 0 | 0 | 0 | 0 | 0
CODDINGTON CRES | 11 | NEWARTHILL | 276423.804 | 661399.069 | Yes | 0 | 0 | 0 | 0 | 0 | 0 | 0 | 0 | 0 | 0 | 0 | 0 | 0 | 0 | 0 | 0 | 0 | 0 | 0 | 0 | 0 | 0 | 0 | 0 | 0 | 0 | 0 | 0 | 0 | 0
COLDSTREAM | 11 | ECCLES | 384927.129 | 640012.652 | Yes | 0.9881 | 0.97315 | 0.97897 | 0.94095 | 0 | 0 | 0 | 0 | 0 | 0 | 0 | 0 | 0 | 0 | 0 | 0.9881 | 0.97315 | 0.97897 | 0.94095 | 0 | 0 | 0 | 0 | 0 | 0 | 0 | 0 | 0 | 0 | 0
COLINSBURGH | 11 | LEVEN | 346352.442 | 702659.256 | Yes | 4.617 | 4.5968 | 0.95835 | 0 | 0 | 0 | 0 | 0 | 0 | 0 | 0 | 0 | 0 | 0 | 0 | 4.617 | 4.5968 | 0.95835 | 0 | 0 | 0 | 0 | 0 | 0 | 0 | 0 | 0 | 0 | 0 | 0
COLINTON NORTH | 11 | SIGHTHILL | 320566.631 | 669129.286 | No | 9.793 | 9.7254 | 9.6672 | 9.5707 | 9.4859 | 9.4101 | 9.3412 | 9.3178 | 9.3253 | 9.3414 | 9.2826 | 9.2295 | 3.1469 | 0 | 0 | 9.793 | 9.7254 | 9.6672 | 9.5707 | 9.4859 | 9.4101 | 9.3412 | 9.3178 | 9.3253 | 9.3414 | 9.2826 | 9.2876 | 3.1469 | 0 | 0
COLLEGE MILTON | 11 | EAST KILBRIDE | 261565.076 | 654641.305 | Yes | 0 | 0 | 0 | 0 | 0 | 0 | 0 | 0 | 0 | 0 | 0 | 0 | 0 | 0 | 0 | 0 | 0 | 0 | 0 | 0 | 0 | 0 | 0 | 0 | 0 | 0 | 0 | 0 | 0 | 0
COLLYDENE | 11 | GLENROTHES | 326502.354 | 702983.446 | Yes | 8.5861 | 0 | 0 | 8.3744 | 8.2879 | 8.2181 | 8.1616 | 8.113 | 8.0732 | 7.996 | 7.9326 | 0 | 0 | 0 | 0 | 8.5861 | 0 | 0 | 8.3744 | 8.2879 | 8.2181 | 8.1616 | 8.113 | 8.0732 | 7.996 | 7.9326 | 0 | 0 | 0 | 0
COLQUHOUN STREET | 11 | STIRLING | 280094.605 | 692811.604 | Yes | 7.6337 | 0 | 0 | 0 | 0 | 0 | 0 | 0 | 0 | 0 | 0 | 0 | 0 | 0 | 0 | 20.4831 | 0 | 0 | 0 | 0 | 0 | 0 | 0 | 0 | 0 | 0 | 0 | 0 | 0 | 0
COMMERCIAL ROAD | 11 | HAWICK | 350141.183 | 614818.922 | Yes | 10.0453 | 9.9205 | 9.8922 | 9.8984 | 6.181 | 0 | 0 | 0 | 0 | 0 | 0 | 0 | 0 | 0 | 0 | 10.0453 | 9.9205 | 9.8922 | 9.8984 | 6.181 | 0 | 0 | 0 | 0 | 0 | 0 | 0 | 0 | 0 | 0
COMMON FARM | 11 | EAST KILBRIDE SOUTH | 264059.0378 | 653911.8936 | Yes | 0 | 0 | 0 | 0 | 0 | 0 | 0 | 0 | 0 | 0 | 0 | 0 | 0 | 0 | 0 | 0 | 0 | 0 | 0 | 0 | 0 | 0 | 0 | 0 | 0 | 0 | 0 | 0 | 0 | 0
CONDORRAT | 11 | CUMBERNAULD | 274173.974 | 673522.551 | Yes | 6.3631 | 0 | 0 | 0 | 0 | 0 | 0 | 0 | 0 | 0 | 0 | 0 | 0 | 0 | 0 | 6.3631 | 0 | 0 | 0 | 0 | 0 | 0 | 0 | 0 | 0 | 0 | 0 | 0 | 0 | 0
CONSETT STREET | 11 | EASTERHOUSE | 265320.697 | 665698.436 | No | 3.3405 | 3.3398 | 3.3321 | 3.3003 | 3.2701 | 3.234 | 3.1977 | 3.1617 | 3.1258 | 3.0874 | 3.0489 | 0 | 0 | 0 | 0 | 16.7027 | 16.6988 | 16.6606 | 16.5013 | 16.3505 | 16.1698 | 15.9883 | 15.8084 | 15.5514 | 12.3604 | 8.988 | 0 | 0 | 0 | 0
CORRA LINN | 11 | LINNMILL | 288430.395 | 641727.63 | Yes | 0 | 0 | 0 | 0 | 0 | 0 | 0 | 0 | 0 | 0 | 0 | 0 | 0 | 0 | 0 | 0 | 0 | 0 | 0 | 0 | 0 | 0 | 0 | 0 | 0 | 0 | 0 | 0 | 0 | 0
COUSLAND | 11 | LIVINGSTON EAST | 305687.912 | 668277.457 | Yes | 0 | 0 | 0 | 0 | 0 | 0 | 0 | 0 | 0 | 0 | 0 | 0 | 0 | 0 | 0 | 0 | 0 | 0 | 0 | 0 | 0 | 0 | 0 | 0 | 0 | 0 | 0 | 0 | 0 | 0
COWDENBEATH | 11 | WESTFIELD | 315267.288 | 691536.394 | Yes | 3.0205 | 2.9351 | 2.8971 | 2.292 | 0 | 0 | 0 | 0 | 0 | 0 | 0 | 0 | 0 | 0 | 0 | 3.0205 | 2.9351 | 2.8971 | 2.292 | 0 | 0 | 0 | 0 | 0 | 0 | 0 | 0 | 0 | 0 | 0
COWGATE | 11 | DEWAR PLACE | 326020.5112 | 673470.1263 | No | 4.4901 | 4.4901 | 4.4901 | 4.4862 | 4.482 | 4.4812 | 4.4755 | 4.4747 | 4.4696 | 4.4643 | 4.4624 | 4.4482 | 4.4259 | 4.4019 | 4.3794 | 10.1278 | 10.0511 | 10.0478 | 10.1188 | 10.179 | 10.2682 | 10.3306 | 10.4155 | 10.4749 | 10.544 | 10.6302 | 10.9649 | 11.5608 | 11.7813 | 11.6718
CRAIGDHU ROAD | 11 | DRUMCHAPEL | 254153.084 | 674203.112 | No | 9.1461 | 9.0257 | 8.9657 | 8.8677 | 8.7805 | 8.6778 | 5.7731 | 2.9947 | 0 | 0 | 0 | 0 | 0 | 0 | 0 | 9.1461 | 9.0257 | 8.9657 | 8.8677 | 8.7805 | 8.6778 | 5.7731 | 2.9947 | 0 | 0 | 0 | 0 | 0 | 0 | 0
CRAIGENDORAN | 11 | HELENSBURGH | 231066.769 | 682015.943 | Yes | 12.689 | 12.6874 | 12.6752 | 12.6384 | 12.597 | 12.5512 | 12.5051 | 12.4574 | 12.4053 | 12.1177 | 9.1993 | 2.614 | 0 | 0 | 0 | 25.3758 | 25.2748 | 25.2406 | 25.2067 | 25.1767 | 25.1268 | 23.5963 | 18.632 | 14.6308 | 12.1177 | 9.1993 | 2.614 | 0 | 0 | 0
CRAIGNEUK | 11 | WISHAW | 277686.77 | 655490.502 | Yes | 0 | 0 | 0 | 0 | 0 | 0 | 0 | 0 | 0 | 0 | 0 | 0 | 0 | 0 | 0 | 0 | 0 | 0 | 0 | 0 | 0 | 0 | 0 | 0 | 0 | 0 | 0 | 0 | 0 | 0
CREETOWN | 11 | NEWTON STEWART | 248081.9917 | 559479.8713 | Yes | 7.4448 | 7.4096 | 7.3906 | 0 | 0 | 0 | 0 | 0 | 0 | 0 | 0 | 0 | 0 | 0 | 0 | 7.4448 | 7.4096 | 7.3906 | 0 | 0 | 0 | 0 | 0 | 0 | 0 | 0 | 0 | 0 | 0 | 0
CRONBERRY | 11 | COYLTON | 265534.663 | 626062.689 | Yes | 0 | 0 | 0 | 0 | 0 | 0 | 0 | 0 | 0 | 0 | 0 | 0 | 0 | 0 | 0 | 0 | 0 | 0 | 0 | 0 | 0 | 0 | 0 | 0 | 0 | 0 | 0 | 0 | 0 | 0
CROOKSTON | 11 | CROOKSTON A | 251943.526 | 661211.103 | Yes | 4.6361 | 4.6345 | 4.6228 | 4.5888 | 4.5502 | 4.5073 | 4.4595 | 4.4139 | 4.3682 | 4.3209 | 4.2694 | 4.1091 | 3.8378 | 3.5471 | 3.2501 | 23.1806 | 23.1723 | 23.114 | 22.944 | 22.751 | 22.5364 | 22.2974 | 22.0695 | 21.841 | 21.6047 | 21.3469 | 20.5454 | 19.1889 | 17.7356 | 16.2505
CUMNOCK | 11 | COYLTON | 256307.448 | 619815.904 | Yes | 0 | 0 | 0 | 0 | 0 | 0 | 0 | 0 | 0 | 0 | 0 | 0 | 0 | 0 | 0 | 0 | 0 | 0 | 0 | 0 | 0 | 0 | 0 | 0 | 0 | 0 | 0 | 0 | 0 | 0
CUPAR | 11 | CUPAR | 336077.8335 | 713987.1492 | Yes | 9.1452 | 9.0967 | 9.0756 | 9.0141 | 8.9391 | 8.8625 | 8.7831 | 8.7029 | 8.621 | 7.9794 | 1.0364 | 0 | 0 | 0 | 0 | 22.1997 | 22.0804 | 22.02 | 21.9705 | 21.8748 | 21.8094 | 21.7395 | 21.6863 | 14.7426 | 7.9794 | 1.0364 | 0 | 0 | 0 | 0
CURRIE | 11 | CURRIE | 318283.2533 | 668372.4913 | No | 0 | 0 | 0 | 0 | 0 | 0 | 0 | 0 | 0 | 0 | 0 | 0 | 0 | 0 | 0 | 0 | 0 | 0 | 0 | 0 | 0 | 0 | 0 | 0 | 0 | 0 | 0 | 0 | 0 | 0
DALBEATTIE | 11 | TONGLAND | 283323.5209 | 561124.9475 | Yes | 3.8313 | 1.385 | 0 | 0 | 0 | 0 | 0 | 0 | 0 | 0 | 0 | 0 | 0 | 0 | 0 | 3.8313 | 1.385 | 0 | 0 | 0 | 0 | 0 | 0 | 0 | 0 | 0 | 0 | 0 | 0 | 0
DALGETY | 11 | INVERKEITHING | 315207.7007 | 683527.3367 | Yes | 8.5269 | 8.4282 | 8.4264 | 8.3622 | 8.2582 | 8.1361 | 8.0249 | 7.8883 | 7.7885 | 7.6769 | 7.5216 | 7.0923 | 0 | 0 | 0 | 8.5269 | 8.4282 | 8.4264 | 8.3622 | 8.2582 | 8.1361 | 8.0249 | 7.8883 | 7.7885 | 7.6769 | 7.5216 | 7.0923 | 0 | 0 | 0
DALRYMPLE DRIVE | 11 | KILWINNING | 233006.419 | 639150.79 | Yes | 11.308 | 11.0736 | 11.0053 | 10.9662 | 10.9781 | 10.9271 | 10.9012 | 3.1037 | 0 | 0 | 0 | 0 | 0 | 0 | 0 | 11.308 | 11.0736 | 11.0053 | 10.9662 | 10.9781 | 10.9271 | 10.9012 | 3.1037 | 0 | 0 | 0 | 0 | 0 | 0 | 0
DARVEL | 11 | COYLTON | 257098.143 | 637625.186 | Yes | 0 | 0 | 0 | 0 | 0 | 0 | 0 | 0 | 0 | 0 | 0 | 0 | 0 | 0 | 0 | 0 | 0 | 0 | 0 | 0 | 0 | 0 | 0 | 0 | 0 | 0 | 0 | 0 | 0 | 0
DAVID STREET | 11 | CHARLOTTE STREET | 261301.937 | 664478.457 | No | 5.5888 | 5.5888 | 5.5883 | 5.5884 | 5.5885 | 5.5884 | 5.5885 | 5.5851 | 5.5844 | 5.5839 | 5.5836 | 5.5779 | 5.5665 | 5.559 | 5.543 | 22.0126 | 21.926 | 21.9287 | 22.0157 | 22.1182 | 22.2225 | 22.314 | 22.4015 | 22.5045 | 22.5987 | 22.7021 | 23.087 | 23.7591 | 24.0993 | 24.0496
DEANS | 11 | DRUMCROSS | 301815.865 | 668924.207 | Yes | 9.5263 | 8.1801 | 6.1898 | 5.2882 | 4.1344 | 1.8743 | 0 | 0 | 0 | 0 | 0 | 0 | 0 | 0 | 0 | 11.384 | 10.1122 | 8.4399 | 7.8184 | 7.005 | 1.8743 | 0 | 0 | 0 | 0 | 0 | 0 | 0 | 0 | 0
DEANS CLOSE | 11 | HAWICK | 365117.11 | 620533.888 | Yes | 10.7028 | 10.6645 | 10.6646 | 10.6666 | 6.181 | 0 | 0 | 0 | 0 | 0 | 0 | 0 | 0 | 0 | 0 | 10.7028 | 10.6645 | 10.6646 | 10.6666 | 6.181 | 0 | 0 | 0 | 0 | 0 | 0 | 0 | 0 | 0 | 0
DEDRIDGE | 11 | LIVINGSTON EAST | 306010.0296 | 666459.7791 | Yes | 0 | 0 | 0 | 0 | 0 | 0 | 0 | 0 | 0 | 0 | 0 | 0 | 0 | 0 | 0 | 0 | 0 | 0 | 0 | 0 | 0 | 0 | 0 | 0 | 0 | 0 | 0 | 0 | 0 | 0
DENHOLM | 11 | HAWICK | 356763.7612 | 617774.969 | Yes | 2.1024 | 2.0677 | 2.0616 | 2.0192 | 1.9919 | 0 | 0 | 0 | 0 | 0 | 0 | 0 | 0 | 0 | 0 | 2.1024 | 2.0677 | 2.0616 | 2.0192 | 1.9919 | 0 | 0 | 0 | 0 | 0 | 0 | 0 | 0 | 0 | 0
DENMARK STREET | 11 | PORT DUNDAS | 259224.027 | 667945.486 | No | 0 | 0 | 0 | 0 | 0 | 0 | 0 | 0 | 0 | 0 | 0 | 0 | 0 | 0 | 0 | 0 | 0 | 0 | 0 | 0 | 0 | 0 | 0 | 0 | 0 | 0 | 0 | 0 | 0 | 0
DEWAR PLACE | 11 | DEWAR PLACE | 324478.4386 | 673284.6939 | No | 6.897 | 6.897 | 6.897 | 6.8938 | 6.8934 | 6.893 | 6.8927 | 6.8925 | 6.8923 | 6.8921 | 6.892 | 6.8917 | 6.8914 | 6.8913 | 6.8912 | 11.8316 | 11.6992 | 11.6764 | 11.7257 | 11.7692 | 11.8297 | 11.8848 | 11.9266 | 11.953 | 12.0099 | 12.0582 | 12.3586 | 12.9603 | 13.2363 | 13.2216
DOLLAR | 11 | DEVONSIDE | 296004.979 | 696976.894 | Yes | 13.8862 | 6.7557 | 2.8398 | 0 | 0 | 0 | 0 | 0 | 0 | 0 | 0 | 0 | 0 | 0 | 0 | 13.8862 | 6.7557 | 2.8398 | 0 | 0 | 0 | 0 | 0 | 0 | 0 | 0 | 0 | 0 | 0 | 0
DOUGLAS WEST | 11 | LINNMILL | 282028.1435 | 630963.276 | Yes | 0 | 0 | 0 | 0 | 0 | 0 | 0 | 0 | 0 | 0 | 0 | 0 | 0 | 0 | 0 | 0 | 0 | 0 | 0 | 0 | 0 | 0 | 0 | 0 | 0 | 0 | 0 | 0 | 0 | 0
DRUMCHAPEL ROAD | 11 | DRUMCHAPEL | 252929.2952 | 670645.141 | No | 8.942 | 8.9345 | 8.9333 | 8.9025 | 8.865 | 8.8288 | 5.7731 | 2.9947 | 0 | 0 | 0 | 0 | 0 | 0 | 0 | 22.0323 | 21.8861 | 21.852 | 20.2657 | 14.8867 | 9.5196 | 5.7731 | 2.9947 | 0 | 0 | 0 | 0 | 0 | 0 | 0
DRUMLEY | 11 | COYLTON | 241255.701 | 625064.261 | Yes | 0 | 0 | 0 | 0 | 0 | 0 | 0 | 0 | 0 | 0 | 0 | 0 | 0 | 0 | 0 | 0 | 0 | 0 | 0 | 0 | 0 | 0 | 0 | 0 | 0 | 0 | 0 | 0 | 0 | 0
DUMBARTON | 11 | STRATHLEVEN | 240227.055 | 675563.438 | Yes | 4.5958 | 4.5243 | 4.5087 | 4.5477 | 4.5805 | 4.6338 | 4.6921 | 4.7588 | 4.8548 | 4.9446 | 4.9709 | 5.1257 | 5.1017 | 4.7069 | 3.8776 | 4.5958 | 4.5243 | 4.5087 | 4.5477 | 4.5805 | 4.6338 | 4.6921 | 4.7588 | 4.8548 | 4.9446 | 4.9709 | 5.1257 | 5.1017 | 4.7069 | 3.8776
DUMFRIES 11kV | 11 | DUMFRIES | 298478.753 | 575953.462 | Yes | 7.0367 | 6.7107 | 6.715 | 6.6665 | 0 | 0 | 0 | 0 | 0 | 0 | 0 | 0 | 0 | 0 | 0 | 27.4203 | 21.2235 | 19.3935 | 7.172 | 0 | 0 | 0 | 0 | 0 | 0 | 0 | 0 | 0 | 0 | 0
DUNDAS STREET | 11 | WEST GEORGE STREET | 259138.95 | 665630.508 | No | 0 | 0 | 0 | 0 | 0 | 0 | 0 | 0 | 0 | 0 | 0 | 0 | 0 | 0 | 0 | 0 | 0 | 0 | 0 | 0 | 0 | 0 | 0 | 0 | 0 | 0 | 0 | 0 | 0 | 0
DUNDYVAN | 11 | COATBRIDGE | 272783.939 | 664617.252 | Yes | 4.4456 | 4.4448 | 4.4339 | 4.3977 | 4.3569 | 0 | 0 | 0 | 0 | 0 | 0 | 0 | 0 | 0 | 0 | 22.228 | 22.224 | 22.1697 | 21.9883 | 21.7844 | 0 | 0 | 0 | 0 | 0 | 0 | 0 | 0 | 0 | 0
DUNS | 11 | ECCLES | 379292.6002 | 653785.4536 | Yes | 7.3488 | 7.3104 | 7.3076 | 1.186 | 0 | 0 | 0 | 0 | 0 | 0 | 0 | 0 | 0 | 0 | 0 | 7.3488 | 7.3104 | 7.3076 | 1.186 | 0 | 0 | 0 | 0 | 0 | 0 | 0 | 0 | 0 | 0 | 0
DUNSCORE | 11 | DUMFRIES | 288143.4842 | 584623.3337 | Yes | 6.3003 | 6.2618 | 6.2649 | 6.2489 | 0 | 0 | 0 | 0 | 0 | 0 | 0 | 0 | 0 | 0 | 0 | 6.3003 | 6.2618 | 6.2649 | 6.2489 | 0 | 0 | 0 | 0 | 0 | 0 | 0 | 0 | 0 | 0 | 0
DURIE HOUSE | 11 | LEVEN | 337922.938 | 702480.652 | Yes | 8.8438 | 6.6006 | 0.95835 | 0 | 0 | 0 | 0 | 0 | 0 | 0 | 0 | 0 | 0 | 0 | 0 | 8.8438 | 6.6006 | 0.95835 | 0 | 0 | 0 | 0 | 0 | 0 | 0 | 0 | 0 | 0 | 0 | 0
EARLS ROAD | 11 | BAINSFORD | 292269.7366 | 681921.9291 | Yes | 8.332 | 8.2458 | 8.2347 | 1.6666 | 0 | 0 | 0 | 0 | 0 | 0 | 0 | 0 | 0 | 0 | 0 | 8.332 | 8.2458 | 8.2347 | 1.6666 | 0 | 0 | 0 | 0 | 0 | 0 | 0 | 0 | 0 | 0 | 0
EARLSTON (BORDERS) | 11 | GALASHIELS | 358013.603 | 638522.1 | Yes | 1.1958 | 1.1299 | 0 | 0 | 0 | 0 | 0 | 0 | 0 | 0 | 0 | 0 | 0 | 0 | 0 | 1.1958 | 1.1299 | 0 | 0 | 0 | 0 | 0 | 0 | 0 | 0 | 0 | 0 | 0 | 0 | 0
EARLSTOUN HYDRO | 11 | EARLSTOUN HYDRO | 261389.3718 | 581925.3077 | No | 1.1092 | 0.63115 | 0 | 0 | 0 | 0 | 0 | 0 | 0 | 0 | 0 | 0 | 0 | 0 | 0 | 1.1092 | 0.63115 | 0 | 0 | 0 | 0 | 0 | 0 | 0 | 0 | 0 | 0 | 0 | 0 | 0
EAST LINTON | 11 | DUNBAR A | 358505.528 | 676930.318 | Yes | 2.2593 | 0 | 0 | 0 | 0 | 0 | 0 | 0 | 0 | 0 | 0 | 0 | 0 | 0 | 0 | 2.2593 | 0 | 0 | 0 | 0 | 0 | 0 | 0 | 0 | 0 | 0 | 0 | 0 | 0 | 0
EAST MAINS | 11 | BROXBURN | 309501.321 | 672490.106 | Yes | 9.3725 | 7.8909 | 6.445 | 5.0493 | 3.6434 | 0 | 0 | 0 | 0 | 0 | 0 | 0 | 0 | 0 | 0 | 9.3725 | 7.8909 | 6.445 | 5.0493 | 3.6434 | 0 | 0 | 0 | 0 | 0 | 0 | 0 | 0 | 0 | 0
EAST TRINITY ROAD | 6.6 | SHRUBHILL | 324812.088 | 676447.157 | No | 10.6948 | 10.694 | 10.6902 | 10.6741 | 10.6544 | 10.6306 | 10.6077 | 10.582 | 10.556 | 10.5333 | 10.5009 | 10.4147 | 10.2491 | 10.0776 | 9.9005 | 25.7588 | 25.787 | 25.7842 | 25.7604 | 25.7038 | 25.6539 | 25.6057 | 25.567 | 25.5257 | 25.5326 | 25.4773 | 25.3336 | 24.9403 | 24.4491 | 23.7602
EASTER ROAD | 11 | SHRUBHILL | 327010.943 | 674898.221 | No | 8.5015 | 8.4263 | 8.4192 | 8.4456 | 8.4887 | 8.5169 | 8.545 | 8.5732 | 8.5976 | 8.6522 | 8.6825 | 8.8535 | 9.326 | 9.5634 | 9.6501 | 8.5015 | 8.4263 | 8.4192 | 8.4456 | 8.4887 | 8.5169 | 8.545 | 8.5732 | 8.5976 | 8.6522 | 8.6825 | 8.8535 | 9.326 | 9.5634 | 9.6501
EASTERCRAIGS | 11 | DALMARNOCK | 261876.143 | 665565.831 | Yes | 9.5771 | 9.5771 | 9.5771 | 9.5471 | 9.5227 | 9.4977 | 9.4757 | 9.4557 | 9.4395 | 9.4223 | 9.4134 | 4.5256 | 0.98612 | 2.1049 | 3.0356 | 22.799 | 22.6297 | 22.6059 | 22.5082 | 22.4595 | 22.3935 | 22.3426 | 22.309 | 18.5468 | 15.4946 | 11.8339 | 4.5256 | 0.98612 | 2.1049 | 3.0356
ECKFORD STREET | 11 | CARNTYNE | 264147.386 | 663766.231 | Yes | 8.4593 | 8.3908 | 8.389 | 8.3812 | 8.3592 | 8.3375 | 8.3126 | 8.2847 | 8.2525 | 8.2189 | 8.1847 | 8.0785 | 7.8917 | 7.6879 | 7.4744 | 19.4119 | 19.2253 | 19.2004 | 19.2277 | 19.1875 | 19.1544 | 19.1092 | 19.052 | 18.9686 | 18.9088 | 18.8295 | 18.6744 | 18.4393 | 17.8334 | 16.9405
ELIZABETH STREET | 6.6 | GOVAN | 256231.146 | 664475.78 | Yes | 4.8419 | 4.7639 | 4.7386 | 4.8473 | 4.9605 | 5.0645 | 5.0755 | 5.0814 | 5.0789 | 5.1128 | 5.1281 | 5.2591 | 5.614 | 5.8805 | 5.9636 | 4.8419 | 4.7639 | 4.7386 | 4.8473 | 4.9605 | 5.0645 | 5.0755 | 5.0814 | 5.0789 | 5.1128 | 5.1281 | 5.2591 | 5.614 | 5.8805 | 5.9636
ELLIOT STREET | 11 | WEST GEORGE STREET | 257536.606 | 665510.73 | No | 8.0148 | 7.939 | 7.8633 | 7.7875 | 7.7117 | 7.636 | 7.5602 | 7.4845 | 7.4845 | 7.4845 | 7.4845 | 7.4845 | 7.4845 | 7.4845 | 7.4845 | 11.2135 | 10.7157 | 10.3235 | 10.01 | 9.6738 | 9.3547 | 9.0344 | 8.7034 | 8.71 | 8.7636 | 8.7966 | 9.0568 | 9.6287 | 9.9238 | 9.9404
ERSKINE | 11 | ERSKINE | 246290 | 670590 | Yes | 0.7367 | 0.55425 | 0.35332 | 0.11681 | 0 | 0 | 0 | 0 | 0 | 0 | 0 | 0 | 0 | 0 | 0 | 3.6835 | 2.7713 | 1.7666 | 0.58406 | 0 | 0 | 0 | 0 | 0 | 0 | 0 | 0 | 0 | 0 | 0
EYEMOUTH | 11 | BERWICK | 393717.754 | 664028.547 | Yes | 0 | 0 | 0 | 0 | 0 | 0 | 0 | 0 | 0 | 0 | 0 | 0 | 0 | 0 | 0 | 0 | 0 | 0 | 0 | 0 | 0 | 0 | 0 | 0 | 0 | 0 | 0 | 0 | 0 | 0
FAIRLIE | 11 | SALTCOATS B | 221088.874 | 655811.283 | Yes | 7.0398 | 6.9915 | 6.9774 | 6.408 | 2.5583 | 0 | 0 | 0 | 0 | 0 | 0 | 0 | 0 | 0 | 0 | 7.0398 | 6.9915 | 6.9774 | 6.408 | 2.5583 | 0 | 0 | 0 | 0 | 0 | 0 | 0 | 0 | 0 | 0
FALKIRK | 11 | BONNYBRIDGE | 288699.525 | 679388.98 | Yes | 5.5252 | 0 | 0 | 0 | 0 | 0 | 0 | 0 | 0 | 0 | 0 | 0 | 0 | 0 | 0 | 5.5252 | 0 | 0 | 0 | 0 | 0 | 0 | 0 | 0 | 0 | 0 | 0 | 0 | 0 | 0
FAULDHEAD | 11 | COYLTON | 273122.6158 | 612479.9329 | Yes | 0 | 0 | 0 | 0 | 0 | 0 | 0 | 0 | 0 | 0 | 0 | 0 | 0 | 0 | 0 | 0 | 0 | 0 | 0 | 0 | 0 | 0 | 0 | 0 | 0 | 0 | 0 | 0 | 0 | 0
FINNOCK BOG | 11 | SPANGO VALLEY | 220351.198 | 670969.426 | Yes | 10.4902 | 10.4554 | 10.4405 | 10.4222 | 10.3985 | 10.3782 | 10.3623 | 10.3508 | 10.3564 | 10.3477 | 10.3242 | 10.2259 | 4.5991 | 0 | 0 | 10.4902 | 10.4554 | 10.4405 | 10.4222 | 10.3985 | 10.3782 | 10.3623 | 10.3508 | 10.3564 | 10.3477 | 10.3242 | 10.2259 | 4.5991 | 0 | 0
FIRHILL ROAD | 11 | KILLERMONT | 258156.887 | 667591.503 | Yes | 8.4339 | 8.4339 | 8.4328 | 8.4261 | 8.4179 | 8.4131 | 8.4044 | 8.4011 | 8.3941 | 8.3903 | 8.3836 | 8.3661 | 8.3403 | 8.3142 | 8.2904 | 22.5957 | 22.5054 | 22.5112 | 22.5395 | 22.6091 | 22.652 | 22.6762 | 22.7329 | 22.7813 | 22.9195 | 22.9771 | 23.2561 | 20.7405 | 17.8026 | 13.283
FLEMINGTON STREET | 11 | PORT DUNDAS | 260615.404 | 667405.598 | No | 0 | 0 | 0 | 0 | 0 | 0 | 0 | 0 | 0 | 0 | 0 | 0 | 0 | 0 | 0 | 0 | 0 | 0 | 0 | 0 | 0 | 0 | 0 | 0 | 0 | 0 | 0 | 0 | 0 | 0
FORGAN | 11 | CUPAR | 343651.5622 | 724817.0595 | Yes | 6.4872 | 6.0284 | 5.8429 | 5.3779 | 5.3242 | 5.2526 | 5.1961 | 5.1612 | 5.1442 | 5.1164 | 1.0364 | 0 | 0 | 0 | 0 | 6.4872 | 6.0284 | 5.8429 | 5.3779 | 5.3242 | 5.2526 | 5.1961 | 5.1612 | 5.1442 | 5.1164 | 1.0364 | 0 | 0 | 0 | 0
FORTH | 11 | NEWARTHILL | 293120.478 | 653513.837 | Yes | 0 | 0 | 0 | 0 | 0 | 0 | 0 | 0 | 0 | 0 | 0 | 0 | 0 | 0 | 0 | 0 | 0 | 0 | 0 | 0 | 0 | 0 | 0 | 0 | 0 | 0 | 0 | 0 | 0 | 0
FORTH STREET | 11 | STIRLING | 279767.5426 | 694155.0141 | Yes | 6.0705 | 0 | 0 | 0 | 0 | 0 | 0 | 0 | 0 | 0 | 0 | 0 | 0 | 0 | 0 | 6.0705 | 0 | 0 | 0 | 0 | 0 | 0 | 0 | 0 | 0 | 0 | 0 | 0 | 0 | 0
FOXBAR | 11 | ELDERSLIE | 245949.243 | 661977.839 | Yes | 8.5414 | 8.4594 | 8.4367 | 8.399 | 8.3934 | 8.3588 | 8.3679 | 8.3881 | 5.6416 | 3.4104 | 0.84515 | 0 | 0 | 0 | 0 | 8.5414 | 8.4594 | 8.4367 | 8.399 | 8.3934 | 8.3588 | 8.3679 | 8.3881 | 5.6416 | 3.4104 | 0.84515 | 0 | 0 | 0 | 0
FRANKFIELD | 11 | WESTBURN ROAD (CLYDE'S MILL) | 264720.885 | 665169.928 | No | 10.0557 | 9.919 | 9.9184 | 9.9519 | 10.021 | 10.0764 | 10.1276 | 10.1937 | 10.2335 | 10.2134 | 8.988 | 0 | 0 | 0 | 0 | 10.0557 | 9.919 | 9.9184 | 9.9519 | 10.021 | 10.0764 | 10.1276 | 10.1937 | 10.2686 | 10.4166 | 8.988 | 0 | 0 | 0 | 0
FROGSTON ROAD EAST | 11 | KAIMES | 327134.603 | 668013.535 | Yes | 13.6797 | 13.6082 | 13.5935 | 13.5538 | 9.3507 | 0 | 0 | 0 | 0 | 0 | 0 | 0 | 0 | 0 | 0 | 13.9854 | 13.6766 | 13.6166 | 13.5538 | 9.3507 | 0 | 0 | 0 | 0 | 0 | 0 | 0 | 0 | 0 | 0
GARELOCHHEAD | 11 | HELENSBURGH | 223980.913 | 691436.848 | Yes | 9.2481 | 9.2362 | 9.2354 | 9.1817 | 9.1394 | 9.0909 | 9.0562 | 9.0191 | 8.9961 | 8.9714 | 8.9429 | 2.614 | 0 | 0 | 0 | 9.2481 | 9.2362 | 9.2354 | 9.1817 | 9.1394 | 9.0909 | 9.0562 | 9.0191 | 8.9961 | 8.9714 | 8.9429 | 2.614 | 0 | 0 | 0
GARTARRY | 11 | DEVONSIDE | 293301.322 | 690889.581 | Yes | 9.7478 | 6.7557 | 2.8398 | 0 | 0 | 0 | 0 | 0 | 0 | 0 | 0 | 0 | 0 | 0 | 0 | 9.7478 | 6.7557 | 2.8398 | 0 | 0 | 0 | 0 | 0 | 0 | 0 | 0 | 0 | 0 | 0 | 0
GARTSHERRIE | 11 | EASTERHOUSE | 272844.148 | 666357.388 | No | 10.5424 | 10.5408 | 10.5311 | 10.4984 | 10.4621 | 10.42 | 10.3813 | 10.3399 | 10.2983 | 10.2508 | 8.988 | 0 | 0 | 0 | 0 | 22.1205 | 22.111 | 22.1311 | 22.2025 | 22.2721 | 22.355 | 22.445 | 19.1649 | 15.5514 | 12.3604 | 8.988 | 0 | 0 | 0 | 0
GATEHOUSE | 11 | TONGLAND | 259834.269 | 556464.953 | Yes | 7.8185 | 1.385 | 0 | 0 | 0 | 0 | 0 | 0 | 0 | 0 | 0 | 0 | 0 | 0 | 0 | 7.8185 | 1.385 | 0 | 0 | 0 | 0 | 0 | 0 | 0 | 0 | 0 | 0 | 0 | 0 | 0
GAUZE ROAD | 11 | GRANGEMOUTH | 300292.9545 | 680790.5824 | No | 13.7624 | 13.681 | 13.6713 | 11.6764 | 0 | 0 | 0 | 0 | 0 | 0 | 0 | 0 | 0 | 0 | 0 | 13.7624 | 13.681 | 13.6713 | 11.6764 | 0 | 0 | 0 | 0 | 0 | 0 | 0 | 0 | 0 | 0 | 0
GEORGE SQUARE LANE | 11 | WHITEHOUSE | 325707.789 | 672823.283 | No | 0 | 0 | 0 | 7.2715 | 7.2641 | 7.2603 | 7.2524 | 7.2498 | 7.2433 | 7.2348 | 7.2325 | 7.2152 | 7.1904 | 7.1648 | 7.139 | 0 | 0 | 0 | 8.1988 | 8.2345 | 8.2827 | 8.3089 | 8.3507 | 8.3491 | 8.4004 | 8.4467 | 8.7374 | 9.433 | 9.7262 | 9.6383
GIRTHILL | 11 | JOHNSTONE | 238773.81 | 666739.382 | Yes | 10.6629 | 10.5615 | 10.517 | 10.4345 | 10.3411 | 10.2361 | 10.1285 | 10.0191 | 4.8739 | 1.7976 | 0 | 0 | 0 | 0 | 0 | 10.6629 | 10.5615 | 10.517 | 10.4345 | 10.3411 | 10.2361 | 10.1285 | 10.0191 | 4.8739 | 1.7976 | 0 | 0 | 0 | 0 | 0
GIRVAN | 11 | MAYBOLE | 220646.555 | 600277.225 | Yes | 0 | 0 | 0 | 0 | 0 | 0 | 0 | 0 | 0 | 0 | 0 | 0 | 0 | 0 | 0 | 0 | 0 | 0 | 0 | 0 | 0 | 0 | 0 | 0 | 0 | 0 | 0 | 0 | 0 | 0
GLASGOW AIRPORT | 11 | PAISLEY | 247312.3172 | 665793.6524 | Yes | 2.2482 | 2.0447 | 1.8374 | 1.6396 | 1.4397 | 1.2286 | 1.021 | 0.41516 | 0 | 0 | 0 | 0 | 0 | 0 | 0 | 11.241 | 10.2236 | 9.1871 | 8.1982 | 7.1983 | 6.143 | 5.1052 | 0.41516 | 0 | 0 | 0 | 0 | 0 | 0 | 0
GLENBURN | 11 | ELDERSLIE | 247480 | 661590 | Yes | 8.5991 | 8.5983 | 8.5895 | 8.5554 | 8.5203 | 8.4784 | 8.4347 | 8.3898 | 5.6416 | 3.4104 | 0.84515 | 0 | 0 | 0 | 0 | 10.1127 | 10.0191 | 9.992 | 9.9065 | 9.8634 | 9.7815 | 9.7104 | 9.6315 | 5.6416 | 3.4104 | 0.84515 | 0 | 0 | 0 | 0
GLENDINNING TERRACE | 11 | GALASHIELS | 348376.046 | 637126.381 | Yes | 1.0158 | 1.0184 | 0 | 0 | 0 | 0 | 0 | 0 | 0 | 0 | 0 | 0 | 0 | 0 | 0 | 1.0158 | 1.0184 | 0 | 0 | 0 | 0 | 0 | 0 | 0 | 0 | 0 | 0 | 0 | 0 | 0
GLENGALL | 11 | AYR | 234863.557 | 618528.118 | Yes | 10.9076 | 11.0702 | 11.0447 | 10.9847 | 10.9122 | 10.835 | 0 | 0 | 0 | 0 | 0 | 0 | 0 | 0 | 0 | 10.9076 | 23.4643 | 23.3637 | 23.2676 | 23.1112 | 16.4833 | 0 | 0 | 0 | 0 | 0 | 0 | 0 | 0 | 0
GLENLEE HYDRO | 11 | GLENLEE HYDRO | 260608.617 | 580544.207 | No | 7.454 | 7.3888 | 6.9926 | 6.5387 | 6.0409 | 5.5847 | 5.163 | 4.4822 | 3.6529 | 2.8796 | 2.1353 | 0 | 0 | 0 | 0 | 7.454 | 7.3888 | 6.9926 | 6.5387 | 6.0409 | 5.5847 | 5.163 | 4.4822 | 3.6529 | 2.8796 | 2.1353 | 0 | 0 | 0 | 0
GLENLUCE | 11 | GLENLUCE | 219962.691 | 557741.299 | Yes | 0 | 0 | 0 | 0 | 0 | 0 | 0 | 0 | 0 | 0 | 0 | 0 | 0 | 0 | 0 | 0 | 0 | 0 | 0 | 0 | 0 | 0 | 0 | 0 | 0 | 0 | 0 | 0 | 0 | 0
GLENWOOD | 11 | GLENROTHES | 325060 | 701110 | Yes | 0 | 0 | 0 | 0 | 0 | 0 | 0 | 0 | 0 | 0 | 0 | 0 | 0 | 0 | 0 | 0 | 0 | 0 | 0 | 0 | 0 | 0 | 0 | 0 | 0 | 0 | 0 | 0 | 0 | 0
GORDON | 11 | ECCLES | 365109.274 | 643585.984 | Yes | 0.61678 | 0.57894 | 0.56974 | 0.49367 | 0 | 0 | 0 | 0 | 0 | 0 | 0 | 0 | 0 | 0 | 0 | 0.61678 | 0.57894 | 0.56974 | 0.49367 | 0 | 0 | 0 | 0 | 0 | 0 | 0 | 0 | 0 | 0 | 0
GORGIE | 11 | GORGIE | 322835.201 | 672171.755 | No | 8.8404 | 8.8404 | 8.8404 | 8.8398 | 8.8392 | 8.833 | 8.8227 | 8.8162 | 8.8044 | 8.7915 | 8.7779 | 8.7421 | 8.6744 | 8.6051 | 8.5318 | 11.2779 | 11.1087 | 11.0861 | 11.1399 | 11.1991 | 11.2248 | 11.2331 | 11.2513 | 11.2334 | 11.2669 | 11.2602 | 11.4137 | 11.7976 | 11.846 | 11.5745
GRANT STREET | 11 | PORT DUNDAS | 258006.093 | 666353.651 | No | 0 | 0 | 0 | 0 | 0 | 0 | 0 | 0 | 0 | 0 | 0 | 0 | 0 | 0 | 0 | 0 | 0 | 0 | 0 | 0 | 0 | 0 | 0 | 0 | 0 | 0 | 0 | 0 | 0 | 0
GRANTON PARK AVENUE | 11 | DEWAR PLACE | 323130.646 | 676989.431 | No | 12.1428 | 12.1428 | 12.1428 | 12.1428 | 12.1427 | 12.1427 | 12.1426 | 12.1426 | 12.1426 | 12.1426 | 12.1426 | 12.1425 | 12.1425 | 12.1424 | 12.1424 | 24.6105 | 24.5864 | 24.5837 | 24.5963 | 24.6237 | 24.6348 | 24.6441 | 24.6538 | 24.6581 | 24.6986 | 24.7125 | 24.7945 | 25.0369 | 25.2137 | 25.2912
GRASSYARDS | 11 | KILMARNOCK TOWN | 243692.138 | 638438.127 | Yes | 0 | 0 | 0 | 0 | 0 | 0 | 0 | 0 | 0 | 0 | 0 | 0 | 0 | 0 | 0 | 0 | 0 | 0 | 0 | 0 | 0 | 0 | 0 | 0 | 0 | 0 | 0 | 0 | 0 | 0
GREENFAULDS | 11 | CUMBERNAULD | 275840 | 673440 | Yes | 6.5668 | 0 | 0 | 0 | 0 | 0 | 0 | 0 | 0 | 0 | 0 | 0 | 0 | 0 | 0 | 7.5873 | 0 | 0 | 0 | 0 | 0 | 0 | 0 | 0 | 0 | 0 | 0 | 0 | 0 | 0
GREENLAW | 11 | ECCLES | 371012.958 | 646202.474 | Yes | 0.36323 | 0.33802 | 0.33495 | 0.27382 | 0 | 0 | 0 | 0 | 0 | 0 | 0 | 0 | 0 | 0 | 0 | 0.36323 | 0.33802 | 0.33495 | 0.27382 | 0 | 0 | 0 | 0 | 0 | 0 | 0 | 0 | 0 | 0 | 0
GRETNA | 11 | CHAPELCROSS | 331686.508 | 566661.742 | Yes | 0 | 0 | 0 | 0 | 0 | 0 | 0 | 0 | 0 | 0 | 0 | 0 | 0 | 0 | 0 | 0 | 0 | 0 | 0 | 0 | 0 | 0 | 0 | 0 | 0 | 0 | 0 | 0 | 0 | 0
GYLEMUIR | 11 | SIGHTHILL | 318993.382 | 672762.996 | No | 8.8377 | 8.7604 | 8.7293 | 9.0964 | 9.4535 | 9.6265 | 9.5931 | 9.5577 | 9.5275 | 9.4888 | 9.4467 | 9.3237 | 3.1469 | 0 | 0 | 8.8377 | 8.7604 | 8.7293 | 9.0964 | 9.4535 | 9.8147 | 9.7924 | 9.7638 | 9.7681 | 9.7686 | 9.7138 | 9.7317 | 3.1469 | 0 | 0
HAGGS ROAD | 11 | HAGGS ROAD | 256330 | 661870 | No | 11.7364 | 11.7356 | 11.7306 | 11.7161 | 11.6997 | 11.6819 | 11.6674 | 11.6471 | 11.6278 | 11.6064 | 11.5858 | 11.52 | 11.4072 | 11.2831 | 11.1532 | 23.2746 | 23.1493 | 23.1157 | 23.1114 | 23.0936 | 23.0749 | 23.0738 | 23.0433 | 23.0082 | 22.991 | 22.963 | 22.9679 | 23.0155 | 22.7082 | 22.1637
HAMILTON | 11 | STRATHAVEN | 271580.858 | 655674.581 | Yes | 0 | 0 | 0 | 0 | 0 | 0 | 0 | 0 | 0 | 0 | 0 | 0 | 0 | 0 | 0 | 0 | 0 | 0 | 0 | 0 | 0 | 0 | 0 | 0 | 0 | 0 | 0 | 0 | 0 | 0
HEATHFIELD | 11 | AYR | 235496.024 | 623758.288 | Yes | 8.8788 | 8.8129 | 8.7976 | 8.7895 | 8.7848 | 8.7733 | 0 | 0 | 0 | 0 | 0 | 0 | 0 | 0 | 0 | 8.8788 | 8.8129 | 8.7976 | 8.7895 | 8.7848 | 8.7733 | 0 | 0 | 0 | 0 | 0 | 0 | 0 | 0 | 0
HEATHHALL | 11 | DUMFRIES | 299020.96 | 578810.338 | Yes | 6.4652 | 6.3273 | 6.3208 | 6.2863 | 0 | 0 | 0 | 0 | 0 | 0 | 0 | 0 | 0 | 0 | 0 | 17.3656 | 17.165 | 17.1503 | 7.172 | 0 | 0 | 0 | 0 | 0 | 0 | 0 | 0 | 0 | 0 | 0
HECLA AVENUE | 11 | DRUMCHAPEL | 251640.639 | 671137.834 | No | 10.6567 | 10.65 | 10.6567 | 10.6418 | 10.63 | 9.5196 | 5.7731 | 2.9947 | 0 | 0 | 0 | 0 | 0 | 0 | 0 | 21.391 | 21.3269 | 21.3414 | 20.2657 | 14.8867 | 9.5196 | 5.7731 | 2.9947 | 0 | 0 | 0 | 0 | 0 | 0 | 0
HELEN STREET | 6.6 | GOVAN | 255113.24 | 664857.264 | Yes | 12.6792 | 12.6792 | 12.6792 | 12.6792 | 12.6792 | 12.6792 | 12.6792 | 12.6792 | 12.6792 | 12.6789 | 12.674 | 12.6671 | 12.6546 | 12.6382 | 12.6257 | 22.5994 | 22.539 | 22.5342 | 22.5771 | 22.6262 | 22.672 | 22.7173 | 22.7656 | 22.805 | 22.8535 | 22.8751 | 23.0709 | 23.4477 | 23.5846 | 23.5837
HENDERSON ROW | 6.6 | SHRUBHILL | 324964.141 | 674723.891 | No | 8.8912 | 8.8912 | 8.8912 | 8.8888 | 8.8836 | 8.8775 | 8.8664 | 8.86 | 8.8525 | 8.8458 | 8.8333 | 8.8049 | 8.7533 | 8.694 | 8.6386 | 26.0347 | 25.919 | 25.8982 | 25.9164 | 25.9251 | 25.9295 | 25.9146 | 25.9186 | 25.9117 | 25.9397 | 25.9167 | 25.9912 | 26.1924 | 26.1581 | 25.9642
HIGH BLANTYRE | 11 | EAST KILBRIDE | 269337.345 | 656506.322 | Yes | 0 | 0 | 0 | 0 | 0 | 0 | 0 | 0 | 0 | 0 | 0 | 0 | 0 | 0 | 0 | 0 | 0 | 0 | 0 | 0 | 0 | 0 | 0 | 0 | 0 | 0 | 0 | 0 | 0 | 0
HIGH MAINS MILTON | 11 | STRATHLEVEN | 241709.859 | 674558.218 | Yes | 9.4628 | 9.4619 | 9.4477 | 9.4234 | 9.3904 | 9.357 | 9.3184 | 9.2819 | 9.2398 | 9.1949 | 9.1528 | 9.0144 | 8.7827 | 8.5274 | 8.2588 | 10.6902 | 10.6545 | 10.6285 | 10.6212 | 10.6074 | 10.6094 | 10.6026 | 10.629 | 10.6431 | 10.6616 | 10.657 | 10.7325 | 10.6755 | 9.9173 | 8.7765
HORNCLIFFE | 11 | BERWICK | 393155.951 | 649771.885 | Yes | 0 | 0 | 0 | 0 | 0 | 0 | 0 | 0 | 0 | 0 | 0 | 0 | 0 | 0 | 0 | 0 | 0 | 0 | 0 | 0 | 0 | 0 | 0 | 0 | 0 | 0 | 0 | 0 | 0 | 0
HUNTER | 11 | EAST KILBRIDE | 265301.9361 | 655105.641 | Yes | 0 | 0 | 0 | 0 | 0 | 0 | 0 | 0 | 0 | 0 | 0 | 0 | 0 | 0 | 0 | 0 | 0 | 0 | 0 | 0 | 0 | 0 | 0 | 0 | 0 | 0 | 0 | 0 | 0 | 0
HUNTER STREET | 11 | CHARLOTTE STREET | 260309.3227 | 665122.9572 | No | 7.3162 | 7.3162 | 7.3162 | 7.3162 | 7.3162 | 7.3162 | 7.3162 | 7.3162 | 7.3162 | 7.3162 | 7.3162 | 7.3162 | 7.3162 | 7.3162 | 7.3162 | 11.4747 | 11.3645 | 11.3447 | 11.4245 | 11.4701 | 11.5426 | 11.6102 | 11.6693 | 11.7098 | 11.7801 | 11.8477 | 12.2113 | 12.8744 | 13.1917 | 13.1572
HUNTERSTON (PRIMARY) | 11 | HUNTERSTON FARM | 218649.107 | 651658.96 | No | 4.8781 | 4.8125 | 4.7895 | 4.8044 | 4.8167 | 4.808 | 4.8045 | 4.7789 | 4.7706 | 4.7802 | 4.3372 | 0 | 0 | 0 | 0 | 4.8781 | 4.8125 | 4.7895 | 4.8044 | 4.8167 | 4.808 | 4.8045 | 4.7789 | 4.7706 | 4.7802 | 4.3372 | 0 | 0 | 0 | 0
INVERKIP ROAD | 11 | SPANGO VALLEY | 223302.77 | 674233.614 | Yes | 11.2283 | 11.0566 | 10.8754 | 10.6952 | 10.4735 | 10.2595 | 10.241 | 10.2221 | 10.2021 | 10.183 | 10.1683 | 10.1027 | 4.5991 | 0 | 0 | 21.5893 | 21.4404 | 21.2933 | 21.1713 | 20.871 | 20.6121 | 20.6565 | 20.7125 | 20.7817 | 20.8385 | 20.8976 | 15.7579 | 4.5991 | 0 | 0
IRVINE | 11 | KILWINNING | 232091.841 | 637937.447 | Yes | 6.9732 | 6.9732 | 6.9723 | 6.965 | 6.9603 | 6.9552 | 6.9475 | 3.1037 | 0 | 0 | 0 | 0 | 0 | 0 | 0 | 11.0907 | 10.9629 | 10.9542 | 11.0411 | 11.1222 | 11.2119 | 11.2795 | 3.1037 | 0 | 0 | 0 | 0 | 0 | 0 | 0
JACKTON | 11 | EAST KILBRIDE SOUTH | 259339 | 653106 | Yes | 0 | 0 | 0 | 0 | 0 | 0 | 0 | 0 | 0 | 0 | 0 | 0 | 0 | 0 | 0 | 0 | 0 | 0 | 0 | 0 | 0 | 0 | 0 | 0 | 0 | 0 | 0 | 0 | 0 | 0
JOHNSTONE (PRIMARY) | 11 | JOHNSTONE | 243233.736 | 663273.42 | Yes | 2.9849 | 2.9841 | 2.9747 | 2.951 | 2.9217 | 2.8928 | 2.8603 | 2.8312 | 2.7974 | 1.7976 | 0 | 0 | 0 | 0 | 0 | 14.9245 | 14.9205 | 14.8735 | 14.7548 | 14.6085 | 14.464 | 14.3017 | 10.0633 | 4.8739 | 1.7976 | 0 | 0 | 0 | 0 | 0
KELLIEBANK | 11 | DEVONSIDE | 287826.949 | 692479.885 | Yes | 10.152 | 6.7557 | 2.8398 | 0 | 0 | 0 | 0 | 0 | 0 | 0 | 0 | 0 | 0 | 0 | 0 | 10.152 | 6.7557 | 2.8398 | 0 | 0 | 0 | 0 | 0 | 0 | 0 | 0 | 0 | 0 | 0 | 0
KELTY | 11 | WESTFIELD | 315449.805 | 694751.3845 | Yes | 10.7583 | 10.6522 | 10.6213 | 2.292 | 0 | 0 | 0 | 0 | 0 | 0 | 0 | 0 | 0 | 0 | 0 | 10.7583 | 10.6522 | 10.6213 | 2.292 | 0 | 0 | 0 | 0 | 0 | 0 | 0 | 0 | 0 | 0 | 0
KELVIN | 11 | EAST KILBRIDE SOUTH | 263737.0055 | 652770.3129 | Yes | 0 | 0 | 0 | 0 | 0 | 0 | 0 | 0 | 0 | 0 | 0 | 0 | 0 | 0 | 0 | 0 | 0 | 0 | 0 | 0 | 0 | 0 | 0 | 0 | 0 | 0 | 0 | 0 | 0 | 0
KELVINSIDE | 11 | PARTICK | 255620 | 667770 | No | 9.9073 | 9.9027 | 9.8956 | 9.8743 | 9.8501 | 9.8209 | 9.7913 | 9.7592 | 9.7271 | 9.6906 | 9.6502 | 9.5314 | 9.3278 | 9.1042 | 8.8653 | 25.7387 | 25.4241 | 25.343 | 25.3019 | 25.2526 | 25.1784 | 25.1121 | 25.0325 | 24.9368 | 24.9001 | 24.7954 | 24.6727 | 24.6675 | 24.1605 | 23.1382
KENDOON HYDRO | 11 | KENDOON HYDRO | 260529.5795 | 587677.0601 | No | 5.1454 | 5.0962 | 4.713 | 4.2759 | 3.8058 | 3.3495 | 2.9645 | 2.56 | 2.0423 | 1.6222 | 1.2088 | 0 | 0 | 0 | 0 | 5.1454 | 5.0962 | 4.713 | 4.2759 | 3.8058 | 3.3495 | 2.9645 | 2.56 | 2.0423 | 1.6222 | 1.2088 | 0 | 0 | 0 | 0
KENNISHEAD AVENUE | 11 | CROOKSTON A | 254390 | 660210 | Yes | 9.5237 | 9.3801 | 9.3772 | 9.345 | 9.3075 | 9.2692 | 9.2248 | 9.2009 | 9.1702 | 9.1937 | 9.1597 | 9.1961 | 9.3942 | 9.3987 | 8.7451 | 9.5237 | 9.3801 | 9.3772 | 9.345 | 9.3075 | 9.2692 | 9.2248 | 9.2009 | 9.1702 | 9.1937 | 9.1597 | 9.1961 | 9.3942 | 9.3987 | 8.7451
KILBIRNIE | 11 | SALTCOATS B | 231340 | 652979.997 | Yes | 6.4082 | 4.1906 | 4.4421 | 4.5957 | 2.5583 | 0 | 0 | 0 | 0 | 0 | 0 | 0 | 0 | 0 | 0 | 6.4082 | 4.1906 | 4.4421 | 4.5957 | 2.5583 | 0 | 0 | 0 | 0 | 0 | 0 | 0 | 0 | 0 | 0
KILBOWIE | 11 | KILBOWIE | 249429.505 | 672153.368 | Yes | 0 | 0 | 0 | 0 | 0 | 0 | 0 | 0 | 0 | 0 | 0 | 0 | 0 | 0 | 0 | 0 | 0 | 0 | 0 | 0 | 0 | 0 | 0 | 0 | 0 | 0 | 0 | 0 | 0 | 0
KILDRUM | 11 | CUMBERNAULD | 276672.941 | 674792.869 | Yes | 0 | 0 | 0 | 0 | 0 | 0 | 0 | 0 | 0 | 0 | 0 | 0 | 0 | 0 | 0 | 0 | 0 | 0 | 0 | 0 | 0 | 0 | 0 | 0 | 0 | 0 | 0 | 0 | 0 | 0
KILLOCH COLLIERY | 11 | COYLTON | 248248.198 | 620587.2099 | Yes | 0 | 0 | 0 | 0 | 0 | 0 | 0 | 0 | 0 | 0 | 0 | 0 | 0 | 0 | 0 | 0 | 0 | 0 | 0 | 0 | 0 | 0 | 0 | 0 | 0 | 0 | 0 | 0 | 0 | 0
KILMACOLM | 11 | JOHNSTONE | 236259.404 | 670359.6 | Yes | 9.8621 | 9.807 | 9.773 | 9.7027 | 9.6288 | 9.5564 | 9.4886 | 9.4271 | 4.8739 | 1.7976 | 0 | 0 | 0 | 0 | 0 | 9.8621 | 9.807 | 9.773 | 9.7027 | 9.6288 | 9.5564 | 9.4886 | 9.4271 | 4.8739 | 1.7976 | 0 | 0 | 0 | 0 | 0
KILMARDINNY | 11 | KILLERMONT | 255413.057 | 672880.044 | Yes | 10.5551 | 10.544 | 10.5176 | 10.4666 | 10.4072 | 10.3418 | 10.2684 | 10.1969 | 10.125 | 10.0502 | 9.9772 | 9.7281 | 9.3053 | 8.8517 | 8.3775 | 23.4224 | 23.2279 | 23.1319 | 23.0418 | 22.9316 | 22.8103 | 22.6783 | 22.5768 | 22.4817 | 22.3824 | 22.2337 | 21.8494 | 20.7405 | 17.8026 | 13.283
KILMARNOCK MAIN | 11 | KILMARNOCK SOUTH | 242731.84 | 636651.974 | Yes | 6.8335 | 6.8319 | 6.8187 | 6.7889 | 6.7511 | 6.7102 | 6.6708 | 6.6264 | 5.1697 | 3.111 | 0.98939 | 0 | 0 | 5.8205 | 5.5458 | 26.5267 | 26.4363 | 26.4161 | 26.4299 | 26.4239 | 16.2549 | 13.1342 | 7.6014 | 5.1697 | 3.111 | 0.98939 | 0 | 0 | 6.0917 | 19.4676
KILSYTH | 11 | BONNYBRIDGE | 272307.507 | 677404.868 | Yes | 5.5252 | 0 | 0 | 0 | 0 | 0 | 0 | 0 | 0 | 0 | 0 | 0 | 0 | 0 | 0 | 5.5252 | 0 | 0 | 0 | 0 | 0 | 0 | 0 | 0 | 0 | 0 | 0 | 0 | 0 | 0
KINGS BUILDINGS | 11 | KAIMES | 327015.087 | 670385.773 | Yes | 9.3908 | 9.0853 | 9.0135 | 8.941 | 8.8874 | 0 | 0 | 0 | 0 | 0 | 0 | 0 | 0 | 0 | 0 | 9.3908 | 9.0853 | 9.0135 | 8.941 | 8.8874 | 0 | 0 | 0 | 0 | 0 | 0 | 0 | 0 | 0 | 0
KINGS INCH ROAD | 11 | BRAEHEAD PARK | 251895.971 | 667214.489 | Yes | 3.1754 | 3.1746 | 3.1703 | 3.1562 | 3.1414 | 0 | 0 | 0 | 0 | 0 | 0 | 0 | 0 | 0 | 0 | 15.8771 | 15.8134 | 15.7865 | 15.7811 | 15.7069 | 0 | 0 | 0 | 0 | 0 | 0 | 0 | 0 | 0 | 0
KINGSKNOWE ROAD NORTH | 11 | SIGHTHILL | 321401.0402 | 670925.975 | No | 9.0436 | 9.04 | 9.0436 | 9.0377 | 9.0328 | 9.0245 | 9.0205 | 9.0171 | 9.0145 | 9.0073 | 9.0053 | 8.9955 | 3.1469 | 0 | 0 | 10.2018 | 10.0168 | 9.9897 | 9.9797 | 9.9823 | 9.9643 | 9.965 | 9.9681 | 9.9645 | 9.9924 | 10.0051 | 10.1464 | 3.1469 | 0 | 0
KINGSLAND | 11 | KAIMES | 324897.488 | 641277.895 | Yes | 12.1627 | 11.8993 | 11.8247 | 11.7921 | 9.3507 | 0 | 0 | 0 | 0 | 0 | 0 | 0 | 0 | 0 | 0 | 12.1627 | 11.8993 | 11.8247 | 11.7921 | 9.3507 | 0 | 0 | 0 | 0 | 0 | 0 | 0 | 0 | 0 | 0
KIRKBANK | 11 | CHAPELCROSS | 309568.083 | 590261.758 | Yes | 0 | 0 | 0 | 0 | 0 | 0 | 0 | 0 | 0 | 0 | 0 | 0 | 0 | 0 | 0 | 0 | 0 | 0 | 0 | 0 | 0 | 0 | 0 | 0 | 0 | 0 | 0 | 0 | 0 | 0
KIRKINTILLOCH | 11 | EASTERHOUSE | 265610.457 | 673700.872 | No | 15.1277 | 15.1232 | 15.1005 | 15.0517 | 14.9921 | 14.928 | 14.8632 | 14.7945 | 14.7266 | 12.3604 | 8.988 | 0 | 0 | 0 | 0 | 23.3606 | 23.2456 | 23.1689 | 23.1139 | 23.0159 | 22.9311 | 22.7602 | 19.1649 | 15.5514 | 12.3604 | 8.988 | 0 | 0 | 0 | 0
KIRKNEWTON | 11 | LIVINGSTON EAST | 312259.707 | 667132.733 | Yes | 0 | 0 | 0 | 0 | 0 | 0 | 0 | 0 | 0 | 0 | 0 | 0 | 0 | 0 | 0 | 0 | 0 | 0 | 0 | 0 | 0 | 0 | 0 | 0 | 0 | 0 | 0 | 0 | 0 | 0
KIRKTON | 11 | LIVINGSTON EAST | 304127.116 | 667405.94 | Yes | 0 | 0 | 0 | 0 | 0 | 0 | 0 | 0 | 0 | 0 | 0 | 0 | 0 | 0 | 0 | 0 | 0 | 0 | 0 | 0 | 0 | 0 | 0 | 0 | 0 | 0 | 0 | 0 | 0 | 0
LADY VICTORIA | 11 | PORTOBELLO | 333363.51 | 663880.432 | No | 0 | 0 | 0 | 0 | 0 | 0 | 0 | 0 | 0 | 0 | 0 | 0 | 0 | 0 | 0 | 0 | 0 | 0 | 0 | 0 | 0 | 0 | 0 | 0 | 0 | 0 | 0 | 0 | 0 | 0
LANARK | 11 | LINNMILL | 289471.3678 | 643232.1306 | Yes | 0 | 0 | 0 | 0 | 0 | 0 | 0 | 0 | 0 | 0 | 0 | 0 | 0 | 0 | 0 | 0 | 0 | 0 | 0 | 0 | 0 | 0 | 0 | 0 | 0 | 0 | 0 | 0 | 0 | 0
LANGHOLM | 11 | CHAPELCROSS | 335780.43 | 584363.829 | Yes | 0 | 0 | 0 | 0 | 0 | 0 | 0 | 0 | 0 | 0 | 0 | 0 | 0 | 0 | 0 | 0 | 0 | 0 | 0 | 0 | 0 | 0 | 0 | 0 | 0 | 0 | 0 | 0 | 0 | 0
LANGLANDS STREET | 11 | KILMARNOCK TOWN | 242465.764 | 638186.997 | Yes | 0 | 0 | 0 | 0 | 0 | 0 | 0 | 0 | 0 | 0 | 0 | 0 | 0 | 0 | 0 | 0 | 0 | 0 | 0 | 0 | 0 | 0 | 0 | 0 | 0 | 0 | 0 | 0 | 0 | 0
LANGSIDE | 11 | HAGGS ROAD | 257922.0486 | 661678.2063 | No | 9.4882 | 9.4882 | 9.4831 | 9.4686 | 9.4565 | 9.4421 | 9.4245 | 9.4098 | 9.3908 | 9.3756 | 9.3548 | 9.3026 | 9.1998 | 9.098 | 8.9825 | 24.8616 | 24.6539 | 24.6165 | 24.6443 | 24.7129 | 24.7528 | 24.7747 | 24.8191 | 24.8479 | 24.9716 | 24.997 | 25.239 | 25.7561 | 25.8856 | 25.4475
LARBERT | 11 | BONNYBRIDGE | 286531.675 | 681871.732 | Yes | 5.5252 | 0 | 0 | 0 | 0 | 0 | 0 | 0 | 0 | 0 | 0 | 0 | 0 | 0 | 0 | 5.5252 | 0 | 0 | 0 | 0 | 0 | 0 | 0 | 0 | 0 | 0 | 0 | 0 | 0 | 0
LARGS | 11 | SALTCOATS B | 221070.3909 | 659858.2912 | Yes | 6.9728 | 6.9083 | 6.8893 | 6.408 | 2.5583 | 0 | 0 | 0 | 0 | 0 | 0 | 0 | 0 | 0 | 0 | 6.9728 | 6.9083 | 6.8893 | 6.408 | 2.5583 | 0 | 0 | 0 | 0 | 0 | 0 | 0 | 0 | 0 | 0
LARKFIELD | 11 | SPANGO VALLEY | 223035.922 | 675940.272 | Yes | 8.5482 | 8.5482 | 8.544 | 8.5325 | 8.5197 | 8.506 | 8.4924 | 8.4785 | 8.4641 | 8.4491 | 8.4344 | 8.3883 | 4.5991 | 0 | 0 | 9.7054 | 9.6098 | 9.5935 | 9.6103 | 9.6419 | 9.6647 | 9.686 | 9.7152 | 9.7449 | 9.8193 | 9.8708 | 10.1032 | 4.5991 | 0 | 0
LARKHALL (PRIMARY) | 11 | WISHAW | 277345.739 | 649210.723 | Yes | 0 | 0 | 0 | 0 | 0 | 0 | 0 | 0 | 0 | 0 | 0 | 0 | 0 | 0 | 0 | 0 | 0 | 0 | 0 | 0 | 0 | 0 | 0 | 0 | 0 | 0 | 0 | 0 | 0 | 0
LARKHALL TOWN | 11 | WISHAW | 276209.968 | 651041.883 | Yes | 0 | 0 | 0 | 0 | 0 | 0 | 0 | 0 | 0 | 0 | 0 | 0 | 0 | 0 | 0 | 0 | 0 | 0 | 0 | 0 | 0 | 0 | 0 | 0 | 0 | 0 | 0 | 0 | 0 | 0
LAUDER | 11 | GALASHIELS | 352139.354 | 647493.852 | Yes | 1.8263 | 1.7864 | 0 | 0 | 0 | 0 | 0 | 0 | 0 | 0 | 0 | 0 | 0 | 0 | 0 | 1.8263 | 1.7864 | 0 | 0 | 0 | 0 | 0 | 0 | 0 | 0 | 0 | 0 | 0 | 0 | 0
LEONARDS CHAPEL | 11 | STRATHAVEN | 264890 | 653790 | Yes | 0 | 0 | 0 | 0 | 0 | 0 | 0 | 0 | 0 | 0 | 0 | 0 | 0 | 0 | 0 | 0 | 0 | 0 | 0 | 0 | 0 | 0 | 0 | 0 | 0 | 0 | 0 | 0 | 0 | 0
LESLIE STREET | 11 | ST. ANDREWS CROSS | 257799.45 | 663199.635 | No | 11.9142 | 11.9142 | 11.9142 | 11.9142 | 11.9118 | 11.9063 | 11.9007 | 11.8944 | 11.8883 | 11.8761 | 11.8684 | 11.8473 | 11.8029 | 11.7566 | 11.708 | 23.4166 | 23.236 | 23.2025 | 23.2143 | 23.2308 | 23.2156 | 23.2101 | 23.1988 | 23.1806 | 23.1934 | 23.1845 | 23.2668 | 23.5627 | 23.6667 | 23.52
LESMAHAGOW | 11 | LINNMILL | 281790.6584 | 640321.9187 | Yes | 0 | 0 | 0 | 0 | 0 | 0 | 0 | 0 | 0 | 0 | 0 | 0 | 0 | 0 | 0 | 0 | 0 | 0 | 0 | 0 | 0 | 0 | 0 | 0 | 0 | 0 | 0 | 0 | 0 | 0
LETHANHILL | 11 | COYLTON | 242298.374 | 610583.865 | Yes | 0 | 0 | 0 | 0 | 0 | 0 | 0 | 0 | 0 | 0 | 0 | 0 | 0 | 0 | 0 | 0 | 0 | 0 | 0 | 0 | 0 | 0 | 0 | 0 | 0 | 0 | 0 | 0 | 0 | 0
LEUCHARS | 11 | CUPAR | 345234.044 | 721206.685 | Yes | 15.7823 | 15.7536 | 15.7731 | 15.7254 | 15.704 | 15.688 | 15.6612 | 15.6735 | 14.7426 | 7.9794 | 1.0364 | 0 | 0 | 0 | 0 | 15.7823 | 15.7536 | 15.7731 | 15.7254 | 15.704 | 15.688 | 15.6612 | 15.6735 | 14.7426 | 7.9794 | 1.0364 | 0 | 0 | 0 | 0
LEVEN | 11 | LEVEN | 335648.3349 | 701047.0839 | Yes | 0 | 0 | 0 | 0 | 0 | 0 | 0 | 0 | 0 | 0 | 0 | 0 | 0 | 0 | 0 | 0 | 0 | 0 | 0 | 0 | 0 | 0 | 0 | 0 | 0 | 0 | 0 | 0 | 0 | 0
LEVEN STREET | 11 | WISHAW | 275211.2068 | 655923.132 | Yes | 0 | 0 | 0 | 0 | 0 | 0 | 0 | 0 | 0 | 0 | 0 | 0 | 0 | 0 | 0 | 0 | 0 | 0 | 0 | 0 | 0 | 0 | 0 | 0 | 0 | 0 | 0 | 0 | 0 | 0
LEVENBANK | 11 | LEVEN | 337527.062 | 700836.35 | Yes | 9.793 | 6.6006 | 0.95835 | 0 | 0 | 0 | 0 | 0 | 0 | 0 | 0 | 0 | 0 | 0 | 0 | 11.0204 | 6.6006 | 0.95835 | 0 | 0 | 0 | 0 | 0 | 0 | 0 | 0 | 0 | 0 | 0 | 0
LINLITHGOW | 11 | GRANGEMOUTH | 299938.951 | 676838.247 | No | 10.4871 | 10.3906 | 10.3389 | 10.2949 | 0 | 0 | 0 | 0 | 0 | 0 | 0 | 0 | 0 | 0 | 0 | 10.4871 | 10.3906 | 10.3389 | 10.2949 | 0 | 0 | 0 | 0 | 0 | 0 | 0 | 0 | 0 | 0 | 0
LINTHAUGH ROAD | 11 | CROOKSTON B | 253260.572 | 663122.022 | Yes | 8.5565 | 8.4483 | 8.4089 | 8.4013 | 8.3964 | 8.3669 | 8.3426 | 8.3339 | 8.3095 | 8.3231 | 8.3015 | 2.8029 | 0 | 0 | 0 | 8.5565 | 8.4483 | 8.4089 | 8.4013 | 8.3964 | 8.3669 | 8.3426 | 8.3339 | 8.3095 | 8.3231 | 8.3015 | 2.8029 | 0 | 0 | 0
LINTHOUSE | 11 | GOVAN | 254143.68 | 665860.839 | Yes | 6.0714 | 6.0714 | 6.0714 | 6.0714 | 6.0714 | 6.0686 | 6.0679 | 6.063 | 6.0579 | 6.0572 | 6.0514 | 6.037 | 6.0131 | 5.9905 | 5.9664 | 9.8674 | 9.77 | 9.7573 | 9.8225 | 9.8701 | 9.9128 | 9.9633 | 9.9861 | 9.9907 | 10.0413 | 10.0608 | 10.2627 | 10.6504 | 10.7581 | 10.6324
LINTON LANE | 11 | GLENNISTON | 326164.003 | 692899.226 | Yes | 7.5343 | 7.491 | 5.7705 | 0 | 0 | 0 | 0 | 0 | 0 | 0 | 0 | 0 | 0 | 0 | 0 | 7.5343 | 7.491 | 5.7705 | 0 | 0 | 0 | 0 | 0 | 0 | 0 | 0 | 0 | 0 | 0 | 0
LITTLE FRANCE | 11 | KAIMES | 329259.335 | 670014.15 | Yes | 12.9176 | 12.7517 | 12.6426 | 12.5165 | 9.3507 | 0 | 0 | 0 | 0 | 0 | 0 | 0 | 0 | 0 | 0 | 26.58 | 25.8079 | 25.33 | 24.8655 | 9.3507 | 0 | 0 | 0 | 0 | 0 | 0 | 0 | 0 | 0 | 0
LOANING | 11 | BERWICK | 398576.499 | 650701.101 | Yes | 0 | 0 | 0 | 0 | 0 | 0 | 0 | 0 | 0 | 0 | 0 | 0 | 0 | 0 | 0 | 0 | 0 | 0 | 0 | 0 | 0 | 0 | 0 | 0 | 0 | 0 | 0 | 0 | 0 | 0
LOANSTONE | 11 | KAIMES | 324772.2878 | 660083.002 | Yes | 10.9593 | 10.7247 | 10.678 | 10.627 | 9.3507 | 0 | 0 | 0 | 0 | 0 | 0 | 0 | 0 | 0 | 0 | 10.9593 | 10.7247 | 10.678 | 10.627 | 9.3507 | 0 | 0 | 0 | 0 | 0 | 0 | 0 | 0 | 0 | 0
LOCHEND QUADRANT | 11 | PORTOBELLO | 328055.842 | 674694.916 | No | 0 | 0 | 0 | 0 | 0 | 0 | 0 | 0 | 0 | 0 | 0 | 0 | 0 | 0 | 0 | 0 | 0 | 0 | 0 | 0 | 0 | 0 | 0 | 0 | 0 | 0 | 0 | 0 | 0 | 0
LOCHSIDE | 11 | DUMFRIES | 295601.083 | 578065.635 | Yes | 9.1851 | 9.1855 | 9.2049 | 7.172 | 0 | 0 | 0 | 0 | 0 | 0 | 0 | 0 | 0 | 0 | 0 | 9.1851 | 9.1855 | 9.2049 | 7.172 | 0 | 0 | 0 | 0 | 0 | 0 | 0 | 0 | 0 | 0 | 0
LOCHWINNOCH | 11 | JOHNSTONE | 235828.536 | 659775.497 | Yes | 6.8855 | 6.6666 | 6.4639 | 6.2389 | 6.0303 | 5.8359 | 5.6336 | 5.4263 | 4.8739 | 1.7976 | 0 | 0 | 0 | 0 | 0 | 6.8855 | 6.6666 | 6.4639 | 6.2389 | 6.0303 | 5.8359 | 5.6336 | 5.4263 | 4.8739 | 1.7976 | 0 | 0 | 0 | 0 | 0
LOCKERBIE | 11 | CHAPELCROSS | 313300.956 | 580860.108 | Yes | 0 | 0 | 0 | 0 | 0 | 0 | 0 | 0 | 0 | 0 | 0 | 0 | 0 | 0 | 0 | 0 | 0 | 0 | 0 | 0 | 0 | 0 | 0 | 0 | 0 | 0 | 0 | 0 | 0 | 0
LONGANNET | 11 | DUNFERMLINE | 294600.892 | 686256.537 | Yes | 10.6952 | 10.706 | 10.7343 | 10.7789 | 10.8482 | 10.9047 | 2.0658 | 0 | 0 | 0 | 0 | 0 | 0 | 0 | 0 | 10.6952 | 10.706 | 10.7343 | 10.7789 | 10.8482 | 10.9047 | 2.0658 | 0 | 0 | 0 | 0 | 0 | 0 | 0 | 0
LOWER LONDON ROAD | 11 | PORTOBELLO | 327593.491 | 674265.739 | No | 0 | 0 | 0 | 0 | 0 | 0 | 0 | 0 | 0 | 0 | 0 | 0 | 0 | 0 | 0 | 0 | 0 | 0 | 0 | 0 | 0 | 0 | 0 | 0 | 0 | 0 | 0 | 0 | 0 | 0
LUGTON | 11 | KAIMES | 333062.801 | 667529.091 | Yes | 11.5818 | 11.1713 | 11.0528 | 10.9604 | 9.3507 | 0 | 0 | 0 | 0 | 0 | 0 | 0 | 0 | 0 | 0 | 11.5818 | 11.1713 | 11.0528 | 10.9604 | 9.3507 | 0 | 0 | 0 | 0 | 0 | 0 | 0 | 0 | 0 | 0
MANUEL | 11 | GRANGEMOUTH | 296391.579 | 677293.007 | No | 5.3924 | 5.2161 | 5.192 | 5.2054 | 0 | 0 | 0 | 0 | 0 | 0 | 0 | 0 | 0 | 0 | 0 | 5.3924 | 5.2161 | 5.192 | 5.2054 | 0 | 0 | 0 | 0 | 0 | 0 | 0 | 0 | 0 | 0 | 0
MARKETHILL | 11 | EAST KILBRIDE | 263240 | 655700 | Yes | 0 | 0 | 0 | 0 | 0 | 0 | 0 | 0 | 0 | 0 | 0 | 0 | 0 | 0 | 0 | 0 | 0 | 0 | 0 | 0 | 0 | 0 | 0 | 0 | 0 | 0 | 0 | 0 | 0 | 0
MARTIN MILLER | 11 | WHITEHOUSE | 324817.466 | 672886.385 | No | 0 | 0 | 0 | 9.9927 | 9.9898 | 9.9872 | 9.985 | 9.9831 | 9.9816 | 9.9802 | 9.9792 | 9.9767 | 9.9741 | 9.9725 | 9.9715 | 0 | 0 | 0 | 26.5518 | 26.5398 | 26.5312 | 26.5206 | 26.5128 | 26.51 | 26.5054 | 26.5032 | 26.5065 | 26.5393 | 26.6068 | 26.7221
MAUCHLINE | 11 | COYLTON | 249556.362 | 626504.257 | Yes | 0 | 0 | 0 | 0 | 0 | 0 | 0 | 0 | 0 | 0 | 0 | 0 | 0 | 0 | 0 | 0 | 0 | 0 | 0 | 0 | 0 | 0 | 0 | 0 | 0 | 0 | 0 | 0 | 0 | 0
MAUKINFAULD ROAD | 11 | CARNTYNE | 263200.689 | 663621.79 | Yes | 9.0557 | 8.9953 | 8.9946 | 9.0179 | 9.0465 | 9.0667 | 9.0889 | 9.1105 | 9.1287 | 9.1461 | 9.163 | 9.3171 | 9.6889 | 9.6881 | 9.5699 | 9.0557 | 8.9953 | 8.9946 | 9.0179 | 9.0465 | 9.0667 | 9.0889 | 9.1105 | 9.1287 | 9.1461 | 9.163 | 9.3171 | 9.6889 | 9.6881 | 9.5699
MAXWELL STREET | 11 | WHITEHOUSE | 324476.976 | 670950.468 | No | 0 | 0 | 0 | 8.1719 | 8.1342 | 8.0937 | 8.053 | 8.0065 | 7.9636 | 7.9136 | 7.8628 | 7.7104 | 7.444 | 7.1545 | 6.857 | 0 | 0 | 0 | 26.5373 | 26.4426 | 26.3283 | 26.224 | 26.0929 | 25.9741 | 25.8814 | 25.7446 | 25.4609 | 25.0673 | 24.227 | 22.9969
MAXWELLTON | 11 | DUMFRIES | 296800.249 | 575893.042 | Yes | 9.3795 | 9.2685 | 9.2598 | 7.172 | 0 | 0 | 0 | 0 | 0 | 0 | 0 | 0 | 0 | 0 | 0 | 9.3795 | 9.2685 | 9.2598 | 7.172 | 0 | 0 | 0 | 0 | 0 | 0 | 0 | 0 | 0 | 0 | 0
MAYBOLE (PRIMARY) | 11 | MAYBOLE | 229354.429 | 609869.902 | Yes | 0 | 0 | 0 | 0 | 0 | 0 | 0 | 0 | 0 | 0 | 0 | 0 | 0 | 0 | 0 | 0 | 0 | 0 | 0 | 0 | 0 | 0 | 0 | 0 | 0 | 0 | 0 | 0 | 0 | 0
MEADOW ROAD | 6.6 | PARTICK | 255162.23 | 666518.067 | No | 5.2996 | 5.2996 | 5.2996 | 5.2994 | 5.2956 | 5.2952 | 5.2948 | 5.2902 | 5.2898 | 5.2895 | 5.2892 | 5.2836 | 5.2722 | 5.2661 | 5.2516 | 22.2021 | 22.1505 | 22.1441 | 22.1726 | 22.1954 | 22.2182 | 22.2418 | 22.2463 | 22.3128 | 22.3692 | 22.444 | 22.698 | 23.1841 | 23.3092 | 23.2728
MENSTRIE | 11 | DEVONSIDE | 285845.994 | 696352.476 | Yes | 10.5551 | 6.7557 | 2.8398 | 0 | 0 | 0 | 0 | 0 | 0 | 0 | 0 | 0 | 0 | 0 | 0 | 10.6207 | 6.7557 | 2.8398 | 0 | 0 | 0 | 0 | 0 | 0 | 0 | 0 | 0 | 0 | 0 | 0
METHILHILL | 11 | LEVEN | 335295.467 | 699777.862 | Yes | 2.3851 | 2.3574 | 0.95835 | 0 | 0 | 0 | 0 | 0 | 0 | 0 | 0 | 0 | 0 | 0 | 0 | 2.3851 | 2.3574 | 0.95835 | 0 | 0 | 0 | 0 | 0 | 0 | 0 | 0 | 0 | 0 | 0 | 0
MIDDLEBIE | 11 | CHAPELCROSS | 321810.2171 | 575648.1189 | Yes | 0 | 0 | 0 | 0 | 0 | 0 | 0 | 0 | 0 | 0 | 0 | 0 | 0 | 0 | 0 | 0 | 0 | 0 | 0 | 0 | 0 | 0 | 0 | 0 | 0 | 0 | 0 | 0 | 0 | 0
MILL STREET | 11 | AYR | 234116.7204 | 621693.2028 | Yes | 3.8613 | 3.8605 | 3.8491 | 3.8147 | 3.7778 | 3.7331 | 0 | 0 | 0 | 0 | 0 | 0 | 0 | 0 | 0 | 10.9076 | 19.3025 | 19.2456 | 19.0736 | 18.8892 | 16.4833 | 0 | 0 | 0 | 0 | 0 | 0 | 0 | 0 | 0
MILLIKEN | 11 | JOHNSTONE | 241352.3487 | 662076.9319 | Yes | 11.3553 | 11.3545 | 11.3415 | 11.318 | 11.2879 | 11.2543 | 11.2245 | 10.0633 | 4.8739 | 1.7976 | 0 | 0 | 0 | 0 | 0 | 21.4958 | 21.4108 | 21.3694 | 21.3249 | 21.2707 | 21.2052 | 17.1579 | 10.0633 | 4.8739 | 1.7976 | 0 | 0 | 0 | 0 | 0
MILTON | 11 | KILLERMONT | 259100 | 670060 | Yes | 8.1545 | 8.069 | 8.0599 | 8.0413 | 8.0126 | 7.9856 | 7.9581 | 7.9289 | 7.9 | 7.8656 | 7.8362 | 7.7295 | 7.5511 | 7.3567 | 7.1542 | 17.3333 | 17.1841 | 17.1493 | 17.1344 | 17.0837 | 17.0482 | 17.0167 | 16.9864 | 16.963 | 16.9379 | 16.9032 | 16.8251 | 16.6934 | 16.2238 | 13.283
MITCHELL STREET | 11 | WEST GEORGE STREET | 258895.566 | 665245.928 | No | 8.8785 | 8.8785 | 8.8785 | 8.8785 | 8.8785 | 8.8785 | 8.8785 | 8.8785 | 8.8785 | 8.8785 | 8.8785 | 8.8785 | 8.8785 | 8.8785 | 8.8785 | 17.7665 | 17.3877 | 17.0089 | 16.6301 | 16.2514 | 15.8726 | 15.4938 | 14.9384 | 14.8071 | 14.7289 | 14.6789 | 14.6841 | 14.7154 | 14.8575 | 14.8902
MOFFAT | 11 | CHAPELCROSS | 309421.448 | 603958.799 | Yes | 0 | 0 | 0 | 0 | 0 | 0 | 0 | 0 | 0 | 0 | 0 | 0 | 0 | 0 | 0 | 0 | 0 | 0 | 0 | 0 | 0 | 0 | 0 | 0 | 0 | 0 | 0 | 0 | 0 | 0
MONKTON | 11 | KILMARNOCK SOUTH | 236261.598 | 627815.602 | Yes | 14.9372 | 14.9355 | 14.9249 | 14.9002 | 14.8719 | 14.8457 | 13.1342 | 7.6014 | 5.1697 | 3.111 | 0.98939 | 0 | 0 | 6.0917 | 14.0156 | 23.575 | 23.4881 | 23.4612 | 23.49 | 23.5048 | 16.2549 | 13.1342 | 7.6014 | 5.1697 | 3.111 | 0.98939 | 0 | 0 | 6.0917 | 19.4676
MONKTONHALL | 11 | PORTOBELLO | 333936.292 | 671465.702 | No | 0 | 0 | 0 | 0 | 0 | 0 | 0 | 0 | 0 | 0 | 0 | 0 | 0 | 0 | 0 | 0 | 0 | 0 | 0 | 0 | 0 | 0 | 0 | 0 | 0 | 0 | 0 | 0 | 0 | 0
MOREBATTLE | 11 | HAWICK | 377105.302 | 625093.102 | Yes | 4.4219 | 4.3992 | 4.3982 | 4.3641 | 4.3677 | 0 | 0 | 0 | 0 | 0 | 0 | 0 | 0 | 0 | 0 | 4.4219 | 4.3992 | 4.3982 | 4.3641 | 4.3677 | 0 | 0 | 0 | 0 | 0 | 0 | 0 | 0 | 0 | 0
MORTONHALL | 11 | WHITEHOUSE | 324547.449 | 669129.928 | No | 0 | 0 | 0 | 7.6737 | 7.6066 | 7.5266 | 7.4443 | 7.3515 | 7.2961 | 7.2326 | 7.1544 | 6.8781 | 6.4358 | 5.5827 | 4.3486 | 0 | 0 | 0 | 7.6737 | 7.6066 | 7.5266 | 7.4443 | 7.3515 | 7.2961 | 7.2326 | 7.1544 | 6.8781 | 6.4358 | 5.5827 | 4.3486
MUCKRAW | 11 | BATHGATE | 292837.889 | 671726.675 | Yes | 6.3362 | 3.8823 | 0 | 0 | 0 | 0 | 0 | 0 | 0 | 0 | 0 | 0 | 0 | 0 | 0 | 6.3362 | 3.8823 | 0 | 0 | 0 | 0 | 0 | 0 | 0 | 0 | 0 | 0 | 0 | 0 | 0
MUIRHOUSE | 11 | WISHAW | 276555.979 | 655400.03 | Yes | 0 | 0 | 0 | 0 | 0 | 0 | 0 | 0 | 0 | 0 | 0 | 0 | 0 | 0 | 0 | 0 | 0 | 0 | 0 | 0 | 0 | 0 | 0 | 0 | 0 | 0 | 0 | 0 | 0 | 0
MUIRHOUSE BANK | 11 | TELFORD ROAD | 321492.702 | 675656.938 | No | 8.3055 | 8.0798 | 8.0082 | 7.9046 | 7.7816 | 7.6446 | 7.4967 | 7.3691 | 7.2249 | 7.1206 | 6.9828 | 6.6223 | 6.1333 | 5.3163 | 4.0718 | 8.3055 | 8.0798 | 8.0082 | 7.9046 | 7.7816 | 7.6446 | 7.4967 | 7.3691 | 7.2249 | 7.1206 | 6.9828 | 6.6223 | 6.1333 | 5.3163 | 4.0718
MYOTHILL | 11 | BONNYBRIDGE | 281120.425 | 681393.239 | Yes | 5.5252 | 0 | 0 | 0 | 0 | 0 | 0 | 0 | 0 | 0 | 0 | 0 | 0 | 0 | 0 | 5.5252 | 0 | 0 | 0 | 0 | 0 | 0 | 0 | 0 | 0 | 0 | 0 | 0 | 0 | 0
MYRTLE ROAD | 11 | COATBRIDGE | 270869.3255 | 661987.6233 | Yes | 10.8473 | 10.8473 | 10.8446 | 10.8235 | 10.8008 | 0 | 0 | 0 | 0 | 0 | 0 | 0 | 0 | 0 | 0 | 25.3588 | 25.3273 | 25.355 | 25.4559 | 25.5499 | 0 | 0 | 0 | 0 | 0 | 0 | 0 | 0 | 0 | 0
NEILSLAND | 11 | STRATHAVEN | 271520 | 653881.2 | Yes | 0 | 0 | 0 | 0 | 0 | 0 | 0 | 0 | 0 | 0 | 0 | 0 | 0 | 0 | 0 | 0 | 0 | 0 | 0 | 0 | 0 | 0 | 0 | 0 | 0 | 0 | 0 | 0 | 0 | 0
NETHERDALE | 11 | GALASHIELS | 350596.421 | 635168.785 | Yes | 7.7226 | 6.1916 | 0 | 0 | 0 | 0 | 0 | 0 | 0 | 0 | 0 | 0 | 0 | 0 | 0 | 9.3794 | 6.1916 | 0 | 0 | 0 | 0 | 0 | 0 | 0 | 0 | 0 | 0 | 0 | 0 | 0
NETHERTOWN | 11 | DUNFERMLINE | 309333.001 | 686910.397 | Yes | 10.5888 | 10.5088 | 10.48 | 10.4822 | 10.4956 | 10.442 | 2.0658 | 0 | 0 | 0 | 0 | 0 | 0 | 0 | 0 | 10.5888 | 10.5088 | 10.48 | 10.4822 | 10.4956 | 10.4689 | 2.0658 | 0 | 0 | 0 | 0 | 0 | 0 | 0 | 0
NEW CUMNOCK | 11 | COYLTON | 259648.7595 | 611535.5519 | Yes | 0 | 0 | 0 | 0 | 0 | 0 | 0 | 0 | 0 | 0 | 0 | 0 | 0 | 0 | 0 | 0 | 0 | 0 | 0 | 0 | 0 | 0 | 0 | 0 | 0 | 0 | 0 | 0 | 0 | 0
NEWBRIDGE | 11 | BROXBURN | 311761.311 | 672120.206 | Yes | 12.1809 | 12.1801 | 12.1777 | 12.1686 | 6.8765 | 0 | 0 | 0 | 0 | 0 | 0 | 0 | 0 | 0 | 0 | 26.0113 | 25.9555 | 25.9532 | 22.5305 | 6.8765 | 0 | 0 | 0 | 0 | 0 | 0 | 0 | 0 | 0 | 0
NEWBURGH | 11 | CUPAR | 323747.936 | 718170.125 | Yes | 0 | 0 | 0 | 0 | 0 | 0 | 0 | 0 | 0 | 0 | 0 | 0 | 0 | 0 | 0 | 0 | 0 | 0 | 0 | 0 | 0 | 0 | 0 | 0 | 0 | 0 | 0 | 0 | 0 | 0
NEWCASTLETON | 11 | CHAPELCROSS | 348308.412 | 586936.843 | Yes | 0 | 0 | 0 | 0 | 0 | 0 | 0 | 0 | 0 | 0 | 0 | 0 | 0 | 0 | 0 | 0 | 0 | 0 | 0 | 0 | 0 | 0 | 0 | 0 | 0 | 0 | 0 | 0 | 0 | 0
NEWHOUSE | 11 | NEWARTHILL | 279098.689 | 661401.058 | Yes | 0 | 0 | 0 | 0 | 0 | 0 | 0 | 0 | 0 | 0 | 0 | 0 | 0 | 0 | 0 | 0 | 0 | 0 | 0 | 0 | 0 | 0 | 0 | 0 | 0 | 0 | 0 | 0 | 0 | 0
NEWLANDS | 11 | GIFFNOCK | 257958.408 | 660626.952 | No | 11.5713 | 11.5705 | 11.5618 | 11.5343 | 11.4987 | 11.4686 | 11.4342 | 11.3992 | 11.3634 | 11.3211 | 11.2822 | 11.1588 | 10.9427 | 10.7102 | 0 | 22.2297 | 22.1377 | 22.1109 | 22.0564 | 22.0261 | 21.9748 | 21.9088 | 21.8566 | 21.8121 | 21.8395 | 21.7982 | 21.7325 | 21.8352 | 11.9307 | 0
NEWMILNS | 11 | KILMARNOCK SOUTH | 252868.481 | 637065.874 | Yes | 9.1385 | 9.0456 | 9.0259 | 8.9916 | 8.9414 | 8.909 | 8.8849 | 7.6014 | 5.1697 | 3.111 | 0.98939 | 0 | 0 | 6.0917 | 7.5836 | 9.1385 | 9.0456 | 9.0259 | 8.9916 | 8.9414 | 8.909 | 8.8849 | 7.6014 | 5.1697 | 3.111 | 0.98939 | 0 | 0 | 6.0917 | 7.5836
NEWTON STEWART | 11 | NEWTON STEWART | 241208.934 | 564440.701 | Yes | 9.2229 | 9.1879 | 9.1453 | 0 | 0 | 0 | 0 | 0 | 0 | 0 | 0 | 0 | 0 | 0 | 0 | 9.2229 | 9.1879 | 9.1453 | 0 | 0 | 0 | 0 | 0 | 0 | 0 | 0 | 0 | 0 | 0 | 0
NEWTON STREET | 11 | FINNIESTON | 258025.91 | 664984.716 | No | 1.9561 | 1.9561 | 1.9561 | 1.955 | 1.9499 | 1.9485 | 1.9475 | 1.9467 | 1.946 | 1.9454 | 1.9449 | 1.9437 | 1.9426 | 1.9419 | 1.9414 | 9.7803 | 9.7803 | 9.7803 | 9.775 | 9.7493 | 9.7425 | 9.7375 | 9.7333 | 9.73 | 9.7268 | 9.7244 | 9.7187 | 9.713 | 9.7095 | 9.7072
NIDDRIE | 11 | PORTOBELLO | 330504.975 | 671457.369 | No | 0 | 0 | 0 | 0 | 0 | 0 | 0 | 0 | 0 | 0 | 0 | 0 | 0 | 0 | 0 | 0 | 0 | 0 | 0 | 0 | 0 | 0 | 0 | 0 | 0 | 0 | 0 | 0 | 0 | 0
NORHAM | 11 | BERWICK | 390350.676 | 647147.602 | Yes | 0 | 0 | 0 | 0 | 0 | 0 | 0 | 0 | 0 | 0 | 0 | 0 | 0 | 0 | 0 | 0 | 0 | 0 | 0 | 0 | 0 | 0 | 0 | 0 | 0 | 0 | 0 | 0 | 0 | 0
NORTH BERWICK | 11 | DUNBAR A | 353614.344 | 684238.504 | Yes | 16.8425 | 0 | 0 | 0 | 0 | 0 | 0 | 0 | 0 | 0 | 0 | 0 | 0 | 0 | 0 | 26.5064 | 0 | 0 | 0 | 0 | 0 | 0 | 0 | 0 | 0 | 0 | 0 | 0 | 0 | 0
NORTH ROAD | 11 | BERWICK | 399533.2595 | 653831.2555 | Yes | 0 | 0 | 0 | 0 | 0 | 0 | 0 | 0 | 0 | 0 | 0 | 0 | 0 | 0 | 0 | 0 | 0 | 0 | 0 | 0 | 0 | 0 | 0 | 0 | 0 | 0 | 0 | 0 | 0 | 0
OAKFIELD - KELSO | 11 | ECCLES | 373048.239 | 635009.881 | Yes | 17.2362 | 17.2328 | 14.1141 | 1.186 | 0 | 0 | 0 | 0 | 0 | 0 | 0 | 0 | 0 | 0 | 0 | 19.6044 | 19.5423 | 14.1141 | 1.186 | 0 | 0 | 0 | 0 | 0 | 0 | 0 | 0 | 0 | 0 | 0
OCEAN DRIVE | 11 | SHRUBHILL | 326238.793 | 676950.037 | No | 9.4628 | 9.4628 | 9.4628 | 9.4628 | 9.4628 | 9.4625 | 9.4622 | 9.4619 | 9.4572 | 9.4569 | 9.4566 | 9.451 | 9.4397 | 9.4336 | 9.422 | 25.2658 | 25.2098 | 25.2007 | 25.2175 | 25.2301 | 25.2426 | 25.2563 | 25.2635 | 25.243 | 25.2591 | 25.2687 | 25.3326 | 25.4818 | 25.5596 | 25.5049
OLD BRIDGE ROAD | 11 | AYR | 236230.0002 | 623354.4477 | Yes | 10.9076 | 13.5392 | 13.5303 | 13.4997 | 13.4609 | 13.4206 | 0 | 0 | 0 | 0 | 0 | 0 | 0 | 0 | 0 | 10.9076 | 13.8354 | 13.8052 | 13.7697 | 13.7061 | 13.6528 | 0 | 0 | 0 | 0 | 0 | 0 | 0 | 0 | 0
OLD DUMBARTON ROAD | 6.6 | PARTICK | 256532.59 | 666188.757 | No | 7.3339 | 7.3225 | 7.3275 | 7.357 | 7.4035 | 7.437 | 7.4745 | 7.515 | 7.5619 | 7.6068 | 7.6516 | 7.8226 | 8.1591 | 8.3706 | 8.4481 | 7.3339 | 7.3225 | 7.3275 | 7.357 | 7.4035 | 7.437 | 7.4745 | 7.515 | 7.5619 | 7.6068 | 7.6516 | 7.8226 | 8.1591 | 8.3706 | 8.4481
OLD INNS | 11 | CUMBERNAULD | 277198.998 | 676800.209 | Yes | 0.54617 | 0 | 0 | 0 | 0 | 0 | 0 | 0 | 0 | 0 | 0 | 0 | 0 | 0 | 0 | 2.7309 | 0 | 0 | 0 | 0 | 0 | 0 | 0 | 0 | 0 | 0 | 0 | 0 | 0 | 0
OVERTOWN | 11 | WISHAW | 280210.737 | 653226.127 | Yes | 0 | 0 | 0 | 0 | 0 | 0 | 0 | 0 | 0 | 0 | 0 | 0 | 0 | 0 | 0 | 0 | 0 | 0 | 0 | 0 | 0 | 0 | 0 | 0 | 0 | 0 | 0 | 0 | 0 | 0
OXGANGS ROAD | 11 | WHITEHOUSE | 323368.571 | 668903.525 | No | 0 | 0 | 0 | 5.6721 | 5.6364 | 5.6105 | 5.5746 | 5.5353 | 5.5031 | 5.4858 | 5.4458 | 5.379 | 5.173 | 4.7101 | 3.933 | 0 | 0 | 0 | 5.6721 | 5.6364 | 5.6105 | 5.5746 | 5.5353 | 5.5031 | 5.4858 | 5.4458 | 5.379 | 5.173 | 4.7101 | 3.933
PARK ROAD | 11 | WHITEHOUSE | 326849.425 | 672623.003 | No | 0 | 0 | 0 | 8.3698 | 8.33 | 8.2824 | 8.2363 | 8.1998 | 8.1436 | 8.1177 | 8.0652 | 7.9904 | 7.9256 | 7.5819 | 7.0223 | 0 | 0 | 0 | 8.3698 | 8.33 | 8.2824 | 8.2363 | 8.1998 | 8.1436 | 8.1177 | 8.0652 | 7.9904 | 7.9256 | 7.5819 | 7.0223
PAULVILLE | 11 | BATHGATE | 297056.656 | 668325.621 | Yes | 9.2087 | 3.8823 | 0 | 0 | 0 | 0 | 0 | 0 | 0 | 0 | 0 | 0 | 0 | 0 | 0 | 12.6288 | 3.8823 | 0 | 0 | 0 | 0 | 0 | 0 | 0 | 0 | 0 | 0 | 0 | 0 | 0
PENCAITLAND | 11 | COCKENZIE | 343673.973 | 668764.755 | No | 11.1862 | 11.0992 | 11.0932 | 10.9717 | 10.8911 | 10.7912 | 10.7137 | 10.6002 | 10.4572 | 9.7708 | 9.5154 | 8.5196 | 0 | 0 | 0 | 11.1862 | 11.0992 | 11.0932 | 10.9717 | 10.8911 | 10.7912 | 10.7137 | 10.6002 | 10.4572 | 9.7708 | 9.5154 | 8.5196 | 0 | 0 | 0
PENICUIK | 11 | KAIMES | 323764.584 | 661015.313 | Yes | 4.7706 | 4.5112 | 4.4479 | 4.3741 | 4.3464 | 0 | 0 | 0 | 0 | 0 | 0 | 0 | 0 | 0 | 0 | 4.7706 | 4.5112 | 4.4479 | 4.3741 | 4.3464 | 0 | 0 | 0 | 0 | 0 | 0 | 0 | 0 | 0 | 0
PENNYWELL ROAD | 11 | TELFORD ROAD | 322000 | 675876.8424 | No | 6.0567 | 5.7248 | 5.731 | 5.7148 | 5.7054 | 5.6784 | 5.6636 | 5.6491 | 5.6205 | 5.6701 | 5.6963 | 5.755 | 5.8746 | 5.7421 | 5.3936 | 6.0567 | 5.7248 | 5.731 | 5.7148 | 5.7054 | 5.6784 | 5.6636 | 5.6491 | 5.6205 | 5.6701 | 5.6963 | 5.755 | 5.8746 | 5.7421 | 5.3936
PENPONT | 11 | DUMFRIES | 285122.399 | 594236.595 | Yes | 3.1948 | 3.1275 | 3.1123 | 3.0612 | 0 | 0 | 0 | 0 | 0 | 0 | 0 | 0 | 0 | 0 | 0 | 3.1948 | 3.1275 | 3.1123 | 3.0612 | 0 | 0 | 0 | 0 | 0 | 0 | 0 | 0 | 0 | 0 | 0
PEPPERCRAIGS | 11 | COCKENZIE | 350831.6 | 674496.228 | No | 12.7132 | 12.6334 | 12.5989 | 12.4855 | 12.3753 | 12.2909 | 12.2118 | 12.1419 | 12.1191 | 12.0857 | 11.9829 | 11.8371 | 0 | 0 | 0 | 12.7132 | 12.6334 | 12.5989 | 12.4855 | 12.3753 | 12.2909 | 12.2118 | 12.1419 | 12.1191 | 12.0857 | 11.9829 | 11.8371 | 0 | 0 | 0
PETERSHILL ROAD | 11 | PORT DUNDAS | 261612.002 | 667327.907 | No | 0 | 0 | 0 | 0 | 0 | 0 | 0 | 0 | 0 | 0 | 0 | 0 | 0 | 0 | 0 | 0 | 0 | 0 | 0 | 0 | 0 | 0 | 0 | 0 | 0 | 0 | 0 | 0 | 0 | 0
PILTON DRIVE WEST | 11 | DEWAR PLACE | 323261.065 | 676003.589 | No | 5.7682 | 5.6569 | 5.6231 | 5.6035 | 5.5898 | 5.5592 | 5.5323 | 5.518 | 5.4768 | 5.4591 | 5.4209 | 5.4027 | 5.409 | 5.2637 | 4.9467 | 5.7682 | 5.6569 | 5.6231 | 5.6035 | 5.5898 | 5.5592 | 5.5323 | 5.518 | 5.4768 | 5.4591 | 5.4209 | 5.4027 | 5.409 | 5.2637 | 4.9467
PINWHERRY | 11 | MAYBOLE | 219700.49 | 587851.186 | Yes | 0 | 0 | 0 | 0 | 0 | 0 | 0 | 0 | 0 | 0 | 0 | 0 | 0 | 0 | 0 | 0 | 0 | 0 | 0 | 0 | 0 | 0 | 0 | 0 | 0 | 0 | 0 | 0 | 0 | 0
PITREAVIE | 11 | INVERKEITHING | 310396.264 | 685721.681 | Yes | 7.1765 | 7.1066 | 7.1245 | 7.1491 | 7.1368 | 7.1355 | 7.1285 | 7.1279 | 7.1377 | 7.1378 | 7.1355 | 7.1059 | 0 | 0 | 0 | 7.1765 | 7.1066 | 7.1245 | 7.1491 | 7.1368 | 7.1355 | 7.1285 | 7.1279 | 7.1377 | 7.1378 | 7.1355 | 7.1059 | 0 | 0 | 0
PITTEUCHAR | 11 | REDHOUSE | 328152.385 | 699539.891 | Yes | 0 | 0 | 0 | 0 | 0 | 0 | 0 | 0 | 0 | 0 | 0 | 0 | 0 | 0 | 0 | 0 | 0 | 0 | 0 | 0 | 0 | 0 | 0 | 0 | 0 | 0 | 0 | 0 | 0 | 0
POLKEMMET | 11 | BATHGATE | 293468.896 | 664129.534 | Yes | 9.1751 | 3.8823 | 0 | 0 | 0 | 0 | 0 | 0 | 0 | 0 | 0 | 0 | 0 | 0 | 0 | 9.1751 | 3.8823 | 0 | 0 | 0 | 0 | 0 | 0 | 0 | 0 | 0 | 0 | 0 | 0 | 0
POLMONT | 11 | GRANGEMOUTH | 292087.733 | 679073.024 | No | 1.1305 | 0 | 0 | 0 | 0 | 0 | 0 | 0 | 0 | 0 | 0 | 0 | 0 | 0 | 0 | 3.7544 | 0 | 0 | 0 | 0 | 0 | 0 | 0 | 0 | 0 | 0 | 0 | 0 | 0 | 0
POLTONHALL | 11 | KAIMES | 330067.976 | 665327.261 | Yes | 10.4791 | 10.1593 | 10.0789 | 9.9807 | 9.3507 | 0 | 0 | 0 | 0 | 0 | 0 | 0 | 0 | 0 | 0 | 10.4791 | 10.1593 | 10.0789 | 9.9807 | 9.3507 | 0 | 0 | 0 | 0 | 0 | 0 | 0 | 0 | 0 | 0
PORT GLASGOW | 11 | DEVOL MOOR | 233459.097 | 673490.172 | Yes | 11.7362 | 11.6771 | 11.6667 | 11.6785 | 11.6853 | 8.3788 | 4.8073 | 2.0416 | 0 | 0 | 0 | 0 | 0 | 0 | 0 | 11.7362 | 11.6771 | 11.6667 | 11.6785 | 11.6853 | 8.3788 | 4.8073 | 2.0416 | 0 | 0 | 0 | 0 | 0 | 0 | 0
PORTOBELLO | 11 | PORTOBELLO | 330051 | 674321 | No | 0 | 0 | 0 | 0 | 0 | 0 | 0 | 0 | 0 | 0 | 0 | 0 | 0 | 0 | 0 | 0 | 0 | 0 | 0 | 0 | 0 | 0 | 0 | 0 | 0 | 0 | 0 | 0 | 0 | 0
PRESTONPANS | 11 | COCKENZIE | 339852.1635 | 675123.1188 | No | 8.1037 | 8.1008 | 8.0858 | 8.0275 | 7.9664 | 7.9006 | 7.8332 | 7.7687 | 7.706 | 7.6358 | 7.5656 | 7.3579 | 0 | 0 | 0 | 24.1069 | 24.079 | 24.0717 | 23.9868 | 23.9546 | 23.9049 | 23.8595 | 23.8638 | 23.9216 | 24.0038 | 23.9981 | 24.1392 | 0 | 0 | 0
PYRAMID | 11 | BATHGATE | 299412.0046 | 667500.5957 | Yes | 10.0343 | 3.8823 | 0 | 0 | 0 | 0 | 0 | 0 | 0 | 0 | 0 | 0 | 0 | 0 | 0 | 12.6288 | 3.8823 | 0 | 0 | 0 | 0 | 0 | 0 | 0 | 0 | 0 | 0 | 0 | 0 | 0
QUEENS DRIVE | 11 | KILMARNOCK TOWN | 243214.996 | 637194.056 | Yes | 0 | 0 | 0 | 0 | 0 | 0 | 0 | 0 | 0 | 0 | 0 | 0 | 0 | 0 | 0 | 0 | 0 | 0 | 0 | 0 | 0 | 0 | 0 | 0 | 0 | 0 | 0 | 0 | 0 | 0
QUEENSWAY | 11 | GLENROTHES | 327735.542 | 701353.992 | Yes | 9.0182 | 0 | 0 | 8.9722 | 8.9388 | 8.9016 | 8.8686 | 8.8315 | 8.7981 | 8.7608 | 8.7316 | 0 | 0 | 0 | 0 | 18.7379 | 0 | 0 | 18.6614 | 18.628 | 18.5802 | 18.558 | 18.5238 | 16.2467 | 13.3772 | 8.8901 | 0 | 0 | 0 | 0
RADNOR PARK | 11 | KILBOWIE 33 | 249611.545 | 671549.355 | Yes | 11.4315 | 11.3779 | 11.3797 | 11.3771 | 11.3692 | 11.356 | 11.3434 | 11.3306 | 11.3195 | 11.3162 | 11.3085 | 11.2654 | 11.1741 | 11.0738 | 10.9666 | 22.4052 | 22.2503 | 22.2419 | 22.2817 | 22.3247 | 22.3139 | 22.3214 | 22.3191 | 22.3337 | 22.3964 | 22.3861 | 22.4565 | 22.7104 | 22.6588 | 22.3627
RAITH | 11 | GLENNISTON | 327889.447 | 690681.076 | Yes | 9.3024 | 9.2401 | 5.7705 | 0 | 0 | 0 | 0 | 0 | 0 | 0 | 0 | 0 | 0 | 0 | 0 | 9.3024 | 9.2401 | 5.7705 | 0 | 0 | 0 | 0 | 0 | 0 | 0 | 0 | 0 | 0 | 0 | 0
RALSTON | 11 | CROOKSTON A | 251640.307 | 664133.303 | Yes | 5.9063 | 5.9055 | 5.8916 | 5.8493 | 5.8041 | 5.7521 | 5.7022 | 5.6465 | 5.5915 | 5.531 | 5.4726 | 5.2858 | 4.9591 | 4.6155 | 4.2518 | 23.4245 | 23.2473 | 23.2292 | 23.1615 | 23.1057 | 23.0041 | 22.9335 | 22.8569 | 22.8016 | 22.7701 | 22.6911 | 22.5981 | 22.5367 | 21.9562 | 20.2508
RANDOLPH LANE | 6.6 | DEWAR PLACE | 324547.109 | 673913.799 | No | 9.8649 | 9.7602 | 9.742 | 9.749 | 9.7516 | 9.7742 | 9.7863 | 9.7833 | 9.7992 | 9.8178 | 9.8125 | 9.9221 | 10.1709 | 10.2324 | 10.1365 | 9.8649 | 9.7602 | 9.742 | 9.749 | 9.7516 | 9.7742 | 9.7863 | 9.7833 | 9.7992 | 9.8178 | 9.8125 | 9.9221 | 10.1709 | 10.2324 | 10.1365
RANDOLPH ROAD | 11 | PARTICK | 254895.079 | 667386.54 | No | 8.5101 | 8.5097 | 8.5072 | 8.4985 | 8.4891 | 8.4778 | 8.4618 | 8.4491 | 8.4357 | 8.4216 | 8.4076 | 8.3627 | 8.2809 | 8.1942 | 8.099 | 24.6145 | 24.4604 | 24.4319 | 24.4609 | 24.5307 | 24.5544 | 24.5509 | 24.5945 | 24.625 | 24.7046 | 24.7661 | 25.0888 | 25.7127 | 25.8875 | 25.5219
RANNOCH ROAD | 6.6 | SIGHTHILL | 320168.451 | 674073.391 | No | 0 | 0 | 0 | 0 | 0 | 0 | 0 | 0 | 0 | 0 | 0 | 0 | 0 | 0 | 0 | 0 | 0 | 0 | 0 | 0 | 0 | 0 | 0 | 0 | 0 | 0 | 0 | 0 | 0 | 0
RAVENSPARK | 11 | SALTCOATS B | 231390.721 | 640406.966 | Yes | 7.7412 | 6.9872 | 6.3136 | 5.6443 | 2.5583 | 0 | 0 | 0 | 0 | 0 | 0 | 0 | 0 | 0 | 0 | 7.7412 | 6.9872 | 6.3136 | 5.6443 | 2.5583 | 0 | 0 | 0 | 0 | 0 | 0 | 0 | 0 | 0 | 0
REDHOUSE | 11 | REDHOUSE | 329017.581 | 695330.149 | Yes | 0 | 0 | 0 | 0 | 0 | 0 | 0 | 0 | 0 | 0 | 0 | 0 | 0 | 0 | 0 | 0 | 0 | 0 | 0 | 0 | 0 | 0 | 0 | 0 | 0 | 0 | 0 | 0 | 0 | 0
RENFREW FERRY | 11 | BRAEHEAD PARK | 250957.014 | 668034.809 | Yes | 1.9434 | 1.933 | 1.9064 | 1.85 | 1.7896 | 0 | 0 | 0 | 0 | 0 | 0 | 0 | 0 | 0 | 0 | 9.7168 | 9.665 | 9.5318 | 9.2501 | 8.9481 | 0 | 0 | 0 | 0 | 0 | 0 | 0 | 0 | 0 | 0
RIVERSIDE | 11 | KILMARNOCK SOUTH | 234456.879 | 637330.853 | Yes | 6.6557 | 6.53 | 6.4348 | 6.3302 | 6.2257 | 6.1195 | 6.0147 | 5.9102 | 5.1697 | 3.111 | 0.98939 | 0 | 0 | 5.7851 | 5.743 | 33.2785 | 32.6501 | 32.174 | 31.6511 | 31.1285 | 16.2549 | 13.1342 | 7.6014 | 5.1697 | 3.111 | 0.98939 | 0 | 0 | 6.0917 | 19.4676
ROSEBURN | 11 | SIGHTHILL | 322868.6617 | 673067.4177 | No | 20.3043 | 20.2694 | 20.2679 | 20.2452 | 20.2457 | 20.3115 | 20.303 | 20.2981 | 20.2906 | 20.2875 | 20.2786 | 20.2596 | 3.1469 | 0 | 0 | 20.3043 | 20.2694 | 20.2679 | 20.2452 | 20.2457 | 40.2167 | 40.1967 | 40.1876 | 40.1652 | 40.1914 | 38.6526 | 25.792 | 3.1469 | 0 | 0
ROTTENROW | 11 | CHARLOTTE STREET | 259651.283 | 665538.377 | No | 1.9561 | 1.3932 | 1.4183 | 1.4375 | 1.4578 | 1.4797 | 1.4797 | 1.5362 | 1.5661 | 1.6858 | 1.8193 | 1.9561 | 1.9561 | 1.9561 | 1.9561 | 9.7803 | 6.9659 | 7.0917 | 7.1873 | 7.2891 | 7.3986 | 7.3986 | 7.6808 | 7.8305 | 8.4289 | 9.0966 | 9.7803 | 9.7803 | 9.7803 | 9.7803
ROTTENROW B | 11 | CHARLOTTE STREET | 259633.9218 | 665543.0972 | No | 8.2053 | 8.2053 | 8.2053 | 8.2053 | 8.2053 | 8.2053 | 8.2053 | 8.2053 | 8.2053 | 8.2053 | 8.2053 | 8.2053 | 8.2053 | 8.2053 | 8.2053 | 26.033 | 25.9733 | 25.9651 | 25.9973 | 26.0165 | 26.0478 | 26.0754 | 26.0959 | 26.0993 | 26.1249 | 26.1432 | 26.2937 | 26.5847 | 26.6986 | 26.6744
S&N BREWERIES VIEWFORTH | 11 | GORGIE | 324261.726 | 672692.622 | No | 10.9743 | 10.9743 | 10.9743 | 10.9743 | 10.9743 | 10.9737 | 10.9702 | 10.9643 | 10.9584 | 10.9522 | 10.9456 | 10.9248 | 10.8812 | 10.8351 | 10.7877 | 26.3504 | 26.2102 | 26.1866 | 26.2142 | 26.259 | 26.2821 | 26.2942 | 26.2908 | 26.2814 | 26.3306 | 26.336 | 26.4559 | 26.8118 | 26.9525 | 26.8357
SALTCOATS MAIN | 11 | SALTCOATS A | 224065.702 | 642681.065 | Yes | 0.99073 | 0.98907 | 0.97375 | 0 | 0 | 0 | 0 | 0 | 0 | 0 | 0 | 0 | 0 | 0 | 0 | 4.9537 | 4.6585 | 2.1788 | 0 | 0 | 0 | 0 | 0 | 0 | 0 | 0 | 0 | 0 | 0 | 0
SAUCHIE | 11 | DEVONSIDE | 288608.246 | 694107.478 | Yes | 9.5032 | 6.7557 | 2.8398 | 0 | 0 | 0 | 0 | 0 | 0 | 0 | 0 | 0 | 0 | 0 | 0 | 9.5032 | 6.7557 | 2.8398 | 0 | 0 | 0 | 0 | 0 | 0 | 0 | 0 | 0 | 0 | 0 | 0
SAUGHTON ROAD NORTH | 6.6 | SIGHTHILL | 320225.127 | 672161.82 | No | 8.688 | 8.6835 | 8.6809 | 8.6612 | 8.6358 | 8.6123 | 8.5904 | 8.5629 | 8.5395 | 8.5163 | 8.488 | 8.4102 | 3.1469 | 0 | 0 | 25.4677 | 25.3398 | 25.31 | 25.2662 | 25.2244 | 25.181 | 25.1502 | 25.106 | 25.0847 | 25.105 | 25.0776 | 25.0928 | 3.1469 | 0 | 0
SELKIRK | 11 | GALASHIELS | 347260.144 | 629467.574 | Yes | 10.0342 | 6.1916 | 0 | 0 | 0 | 0 | 0 | 0 | 0 | 0 | 0 | 0 | 0 | 0 | 0 | 10.0342 | 6.1916 | 0 | 0 | 0 | 0 | 0 | 0 | 0 | 0 | 0 | 0 | 0 | 0 | 0
SHAWPARK STREET | 11 | KILLERMONT | 257097.963 | 668628.439 | Yes | 1.1152 | 0.93949 | 0.94347 | 0.93514 | 0.92716 | 0.92229 | 0.90756 | 0.90975 | 0.90417 | 0.92743 | 0.95862 | 0.95542 | 0.88315 | 0.81017 | 0.73397 | 5.576 | 4.6975 | 4.7174 | 4.6757 | 4.6358 | 4.6114 | 4.5378 | 4.5488 | 4.5209 | 4.6371 | 4.7931 | 4.7771 | 4.4157 | 4.0508 | 3.6698
SHERWOOD | 11 | PAISLEY | 249270.37 | 664545.838 | Yes | 2.3244 | 2.3236 | 2.3231 | 2.3188 | 2.3059 | 2.2897 | 2.2723 | 0.41516 | 0 | 0 | 0 | 0 | 0 | 0 | 0 | 11.6221 | 11.6181 | 11.6153 | 11.5942 | 11.5294 | 11.4483 | 11.3616 | 0.41516 | 0 | 0 | 0 | 0 | 0 | 0 | 0
SHOTTS | 11 | NEWARTHILL | 287948.949 | 660158.187 | Yes | 0 | 0 | 0 | 0 | 0 | 0 | 0 | 0 | 0 | 0 | 0 | 0 | 0 | 0 | 0 | 0 | 0 | 0 | 0 | 0 | 0 | 0 | 0 | 0 | 0 | 0 | 0 | 0 | 0 | 0
SIGHTHILL FARM | 11 | SIGHTHILL | 319478.097 | 670777.252 | No | 6.1984 | 6.1948 | 6.1977 | 6.1863 | 6.1768 | 6.1651 | 6.1545 | 6.1452 | 6.14 | 6.1313 | 6.1172 | 6.0907 | 3.1469 | 0 | 0 | 10.9818 | 10.8778 | 10.8693 | 10.9051 | 10.938 | 10.9643 | 10.9924 | 11.0102 | 11.0346 | 11.0895 | 11.0918 | 11.3215 | 3.1469 | 0 | 0
SORBIE | 11 | NEWTON STEWART | 241911.399 | 545772.868 | Yes | 8.3717 | 8.294 | 8.2547 | 0 | 0 | 0 | 0 | 0 | 0 | 0 | 0 | 0 | 0 | 0 | 0 | 8.3717 | 8.294 | 8.2547 | 0 | 0 | 0 | 0 | 0 | 0 | 0 | 0 | 0 | 0 | 0 | 0
SOUTH GYLE | 11 | SIGHTHILL | 318174.546 | 672033.362 | No | 6.4271 | 6.4234 | 6.4271 | 6.4212 | 6.4162 | 6.4118 | 6.4081 | 6.4049 | 6.4024 | 6.4 | 6.3982 | 6.3939 | 3.1469 | 0 | 0 | 10.165 | 10.0975 | 10.09 | 10.1235 | 10.1335 | 10.1541 | 10.1777 | 10.1801 | 10.1711 | 10.1855 | 10.2111 | 10.4202 | 3.1469 | 0 | 0
SOUTH QUEENSFERRY | 11 | BROXBURN | 313023.241 | 677666.566 | Yes | 10.0079 | 9.868 | 9.7873 | 9.7133 | 6.8765 | 0 | 0 | 0 | 0 | 0 | 0 | 0 | 0 | 0 | 0 | 10.0079 | 9.868 | 9.7873 | 9.7133 | 6.8765 | 0 | 0 | 0 | 0 | 0 | 0 | 0 | 0 | 0 | 0
SOUTHFIELD | 11 | WESTFIELD | 326136.37 | 699340.856 | Yes | 15.115 | 15.115 | 12.8931 | 2.292 | 0 | 0 | 0 | 0 | 0 | 0 | 0 | 0 | 0 | 0 | 0 | 19.0196 | 18.9854 | 12.8931 | 2.292 | 0 | 0 | 0 | 0 | 0 | 0 | 0 | 0 | 0 | 0 | 0
SPOTT ROAD | 11 | DUNBAR B | 368352.109 | 678007.379 | Yes | 10.9319 | 0 | 0 | 0 | 0 | 0 | 0 | 0 | 0 | 0 | 0 | 0 | 0 | 0 | 0 | 10.9319 | 0 | 0 | 0 | 0 | 0 | 0 | 0 | 0 | 0 | 0 | 0 | 0 | 0 | 0
ST VINCENT CRESCENT | 11 | FINNIESTON | 257019.3904 | 665727.0868 | No | 11.7618 | 11.5601 | 11.3584 | 11.1557 | 10.9531 | 10.7506 | 10.5483 | 10.346 | 10.3456 | 10.3452 | 10.3448 | 10.3441 | 10.3433 | 10.3428 | 10.3425 | 14.744 | 14.4829 | 14.2962 | 14.1666 | 14.0187 | 13.8836 | 13.7468 | 13.5962 | 13.5978 | 13.634 | 13.6573 | 13.853 | 14.2483 | 14.4076 | 14.3735
ST. ANDREWS | 11 | CUPAR | 350320 | 715560 | Yes | 15.9216 | 15.9157 | 15.9084 | 15.8612 | 15.815 | 15.7592 | 15.7086 | 15.651 | 14.7426 | 7.9794 | 1.0364 | 0 | 0 | 0 | 0 | 21.7057 | 21.5761 | 21.5524 | 21.5506 | 21.5505 | 21.5448 | 21.572 | 21.5732 | 14.7426 | 7.9794 | 1.0364 | 0 | 0 | 0 | 0
ST. ANDREWS CROSS | 6.6 | ST. ANDREWS CROSS | 258554.101 | 663513.503 | No | 11.5961 | 11.5961 | 11.5961 | 11.5961 | 11.5961 | 11.5961 | 11.5961 | 11.5961 | 11.5961 | 11.5961 | 11.5961 | 11.5961 | 11.5961 | 11.5961 | 11.5961 | 22.2459 | 22.2282 | 22.2447 | 22.3168 | 22.4053 | 22.4899 | 22.5674 | 22.661 | 22.7544 | 22.8163 | 22.9037 | 23.235 | 23.778 | 24.0419 | 24.1013
ST. BOSWELLS | 11 | GALASHIELS | 358604.894 | 630593.88 | Yes | 7.1823 | 6.1916 | 0 | 0 | 0 | 0 | 0 | 0 | 0 | 0 | 0 | 0 | 0 | 0 | 0 | 7.1823 | 6.1916 | 0 | 0 | 0 | 0 | 0 | 0 | 0 | 0 | 0 | 0 | 0 | 0 | 0
ST. JAMES CENTRE | 11 | SHRUBHILL | 325882.8209 | 674305.5444 | No | 6.6513 | 6.3756 | 6.1699 | 6.0352 | 5.8813 | 5.7385 | 5.7806 | 5.823 | 5.8419 | 5.9012 | 5.959 | 6.5097 | 7.0601 | 7.577 | 7.5734 | 6.6513 | 6.3756 | 6.1699 | 6.0352 | 5.8813 | 5.7385 | 5.7806 | 5.823 | 5.8419 | 5.9012 | 5.959 | 6.5097 | 7.0601 | 7.577 | 7.5734
ST. NINIANS | 11 | STIRLING | 279936.553 | 691353.54 | Yes | 7.4508 | 0 | 0 | 0 | 0 | 0 | 0 | 0 | 0 | 0 | 0 | 0 | 0 | 0 | 0 | 7.4508 | 0 | 0 | 0 | 0 | 0 | 0 | 0 | 0 | 0 | 0 | 0 | 0 | 0 | 0
STEPFORD | 11 | EASTERHOUSE | 266807.787 | 664954.453 | No | 10.1868 | 10.1868 | 10.1868 | 10.1773 | 10.1693 | 10.1622 | 10.1562 | 10.151 | 10.147 | 10.1432 | 8.988 | 0 | 0 | 0 | 0 | 21.7012 | 21.6577 | 21.6643 | 21.6831 | 21.7221 | 21.7698 | 21.8262 | 19.1649 | 15.5514 | 12.3604 | 8.988 | 0 | 0 | 0 | 0
STEVENSTON | 11 | SALTCOATS A | 227013.689 | 642059.349 | Yes | 7.6445 | 4.6585 | 2.1788 | 0 | 0 | 0 | 0 | 0 | 0 | 0 | 0 | 0 | 0 | 0 | 0 | 7.6445 | 4.6585 | 2.1788 | 0 | 0 | 0 | 0 | 0 | 0 | 0 | 0 | 0 | 0 | 0 | 0
STEWARTON | 11 | KILMARNOCK TOWN | 239918.343 | 645365.324 | Yes | 0 | 0 | 0 | 0 | 0 | 0 | 0 | 0 | 0 | 0 | 0 | 0 | 0 | 0 | 0 | 0 | 0 | 0 | 0 | 0 | 0 | 0 | 0 | 0 | 0 | 0 | 0 | 0 | 0 | 0
STIRLING | 11 | STIRLING | 280802.8872 | 693278.882 | Yes | 8.4466 | 0 | 0 | 0 | 0 | 0 | 0 | 0 | 0 | 0 | 0 | 0 | 0 | 0 | 0 | 22.232 | 0 | 0 | 0 | 0 | 0 | 0 | 0 | 0 | 0 | 0 | 0 | 0 | 0 | 0
STIRLING UNIVERSITY | 11 | STIRLING | 281125.782 | 696008.701 | Yes | 5.2078 | 0 | 0 | 0 | 0 | 0 | 0 | 0 | 0 | 0 | 0 | 0 | 0 | 0 | 0 | 5.2078 | 0 | 0 | 0 | 0 | 0 | 0 | 0 | 0 | 0 | 0 | 0 | 0 | 0 | 0
STONEHOUSE | 11 | WISHAW | 275577.919 | 646480.612 | Yes | 0 | 0 | 0 | 0 | 0 | 0 | 0 | 0 | 0 | 0 | 0 | 0 | 0 | 0 | 0 | 0 | 0 | 0 | 0 | 0 | 0 | 0 | 0 | 0 | 0 | 0 | 0 | 0 | 0 | 0
STRANRAER | 11 | GLENLUCE | 206892 | 560120 | Yes | 0 | 0 | 0 | 0 | 0 | 0 | 0 | 0 | 0 | 0 | 0 | 0 | 0 | 0 | 0 | 0 | 0 | 0 | 0 | 0 | 0 | 0 | 0 | 0 | 0 | 0 | 0 | 0 | 0 | 0
STRATHAVEN | 11 | STRATHAVEN | 270293.432 | 644642.094 | Yes | 0 | 0 | 0 | 0 | 0 | 0 | 0 | 0 | 0 | 0 | 0 | 0 | 0 | 0 | 0 | 0 | 0 | 0 | 0 | 0 | 0 | 0 | 0 | 0 | 0 | 0 | 0 | 0 | 0 | 0
STRATHLEVEN | 11 | STRATHLEVEN | 240228.944 | 677178.855 | Yes | 3.328 | 2.9209 | 3.0312 | 5.1877 | 4.7904 | 4.3959 | 4.1705 | 4.0372 | 4.061 | 4.0856 | 4.0075 | 4.4045 | 4.7584 | 4.6605 | 3.976 | 3.328 | 2.9209 | 3.0312 | 5.1877 | 4.7904 | 4.3959 | 4.1705 | 4.0372 | 4.061 | 4.0856 | 4.0075 | 4.4045 | 4.7584 | 4.6605 | 3.976
SYMINGTON | 11 | LINNMILL | 298820.032 | 635900.344 | Yes | 0 | 0 | 0 | 0 | 0 | 0 | 0 | 0 | 0 | 0 | 0 | 0 | 0 | 0 | 0 | 0 | 0 | 0 | 0 | 0 | 0 | 0 | 0 | 0 | 0 | 0 | 0 | 0 | 0 | 0
TELFORD ROAD | 11 | TELFORD ROAD | 322472.2119 | 674987.8299 | No | 5.0819 | 4.9636 | 4.9366 | 4.9056 | 4.8797 | 4.8284 | 4.8006 | 4.7447 | 4.6925 | 4.6815 | 4.6292 | 4.5799 | 4.5122 | 4.0919 | 3.3644 | 5.0819 | 4.9636 | 4.9366 | 4.9056 | 4.8797 | 4.8284 | 4.8006 | 4.7447 | 4.6925 | 4.6815 | 4.6292 | 4.5799 | 4.5122 | 4.0919 | 3.3644
THISTLE COURT | 6.6 | DEWAR PLACE | 325419.659 | 674134.951 | No | 9.412 | 9.412 | 9.4095 | 9.4088 | 9.4075 | 9.4031 | 9.4025 | 9.402 | 9.3972 | 9.3966 | 9.3962 | 9.3904 | 9.3788 | 9.3724 | 9.3607 | 29.0343 | 27.411 | 27.3845 | 27.3662 | 27.347 | 27.3155 | 27.304 | 27.2946 | 27.2704 | 27.2692 | 27.2681 | 27.2537 | 27.2254 | 27.3023 | 27.3938
TONGLAND DISTRIBUTION | 11 | TONGLAND DISTRIBUTION | 269503.143 | 553558.881 | Yes | 0 | 0 | 0 | 0 | 0 | 0 | 0 | 0 | 0 | 0 | 0 | 0 | 0 | 0 | 0 | 0 | 0 | 0 | 0 | 0 | 0 | 0 | 0 | 0 | 0 | 0 | 0 | 0 | 0 | 0
TORNESS | 11 | DUNBAR B | 374427.1 | 674923.23 | Yes | 0 | 0 | 0 | 0 | 0 | 0 | 0 | 0 | 0 | 0 | 0 | 0 | 0 | 0 | 0 | 0 | 0 | 0 | 0 | 0 | 0 | 0 | 0 | 0 | 0 | 0 | 0 | 0 | 0 | 0
TOWERS ROAD | 11 | NEWARTHILL | 278332.007 | 665689.922 | Yes | 0 | 0 | 0 | 0 | 0 | 0 | 0 | 0 | 0 | 0 | 0 | 0 | 0 | 0 | 0 | 0 | 0 | 0 | 0 | 0 | 0 | 0 | 0 | 0 | 0 | 0 | 0 | 0 | 0 | 0
TOWNHILL | 11 | DUNFERMLINE | 309927.935 | 689478.786 | Yes | 10.4281 | 10.3808 | 10.3664 | 10.3395 | 10.3011 | 10.2546 | 2.0658 | 0 | 0 | 0 | 0 | 0 | 0 | 0 | 0 | 21.4299 | 21.2966 | 21.2787 | 21.3037 | 21.2971 | 18.3062 | 2.0658 | 0 | 0 | 0 | 0 | 0 | 0 | 0 | 0
TRANENT | 11 | COCKENZIE | 339687.9688 | 672792.8107 | No | 8.8912 | 8.8876 | 8.8687 | 8.8058 | 8.7386 | 8.6674 | 8.5975 | 8.5259 | 8.4521 | 8.3782 | 8.3025 | 8.0658 | 0 | 0 | 0 | 9.8568 | 9.6737 | 9.595 | 9.796 | 9.9942 | 10.1891 | 10.0805 | 9.9764 | 9.8719 | 9.8232 | 9.6831 | 9.413 | 0 | 0 | 0
TROON | 11 | KILMARNOCK TOWN | 233083.6648 | 631411.3028 | Yes | 0 | 0 | 0 | 0 | 0 | 0 | 0 | 0 | 0 | 0 | 0 | 0 | 0 | 0 | 0 | 0 | 0 | 0 | 0 | 0 | 0 | 0 | 0 | 0 | 0 | 0 | 0 | 0 | 0 | 0
UDDINGSTON | 11 | WESTBURN ROAD (CLYDE'S MILL) | 269788.736 | 660401.968 | No | 0 | 0 | 0 | 0 | 0 | 0 | 0 | 0 | 0 | 0 | 0 | 0 | 0 | 0 | 0 | 0 | 0 | 0 | 0 | 0 | 0 | 0 | 0 | 0 | 0 | 0 | 0 | 0 | 0 | 0
UNDERWOOD | 11 | ELDERSLIE | 247798.526 | 664287.903 | Yes | 6.1222 | 4.2174 | 2.137 | 1.2449 | 0.48349 | 0 | 0 | 0 | 0 | 0 | 0 | 0 | 0 | 0 | 0 | 19.9121 | 18.1457 | 10.6851 | 6.2245 | 2.4175 | 0 | 0 | 0 | 0 | 0 | 0 | 0 | 0 | 0 | 0
VIRGINIA STREET | 11 | CHARLOTTE STREET | 259302.081 | 665177.915 | No | 9.5898 | 9.5898 | 9.5898 | 9.5898 | 9.5898 | 9.5898 | 9.5898 | 9.5898 | 9.5898 | 9.5898 | 9.5898 | 9.5898 | 9.5898 | 9.5898 | 9.5898 | 24.297 | 24.2061 | 24.1864 | 24.2391 | 24.2681 | 24.3177 | 24.3623 | 24.3956 | 24.4056 | 24.4397 | 24.4703 | 24.7063 | 25.1504 | 25.3193 | 25.2699
WADDELL STREET | 11 | ST. ANDREWS CROSS | 259612.654 | 663876.729 | No | 12.1301 | 12.1301 | 12.1301 | 12.1301 | 12.1301 | 12.1301 | 12.1301 | 12.1301 | 12.13 | 12.1298 | 12.1248 | 12.1191 | 12.1129 | 12.0996 | 12.0906 | 24.0476 | 23.9494 | 23.9296 | 23.982 | 24.0087 | 24.0556 | 24.0949 | 24.1255 | 24.1313 | 24.1645 | 24.1704 | 24.3672 | 24.7613 | 24.8657 | 24.7783
WAROUT ROAD | 11 | GLENROTHES | 327228.545 | 700390.186 | Yes | 4.7749 | 0 | 0 | 4.6461 | 4.6339 | 4.5991 | 4.557 | 4.5575 | 4.531 | 4.592 | 4.5649 | 0 | 0 | 0 | 0 | 4.7749 | 0 | 0 | 4.6461 | 4.6339 | 4.5991 | 4.557 | 4.5575 | 4.531 | 4.592 | 4.5649 | 0 | 0 | 0 | 0
WATLING STREET | 11 | WISHAW | 273960.028 | 658303.9844 | Yes | 0 | 0 | 0 | 0 | 0 | 0 | 0 | 0 | 0 | 0 | 0 | 0 | 0 | 0 | 0 | 0 | 0 | 0 | 0 | 0 | 0 | 0 | 0 | 0 | 0 | 0 | 0 | 0 | 0 | 0
WEST CALDER | 11 | LIVINGSTON EAST | 301084.521 | 662861.057 | Yes | 0 | 0 | 0 | 0 | 0 | 0 | 0 | 0 | 0 | 0 | 0 | 0 | 0 | 0 | 0 | 0 | 0 | 0 | 0 | 0 | 0 | 0 | 0 | 0 | 0 | 0 | 0 | 0 | 0 | 0
WEST GEORGE STREET | 11 | WEST GEORGE STREET | 258333.7737 | 665640.2753 | No | 0 | 0 | 0 | 9.9327 | 9.9327 | 9.9327 | 9.9327 | 9.9327 | 9.9327 | 9.9327 | 9.9327 | 9.9327 | 9.9327 | 9.9327 | 9.9327 | 0 | 0 | 0 | 16.6301 | 16.2514 | 15.8726 | 15.4938 | 14.9384 | 14.8071 | 14.7289 | 14.6789 | 14.6841 | 14.7154 | 14.8575 | 14.8902
WEST LINTON | 11 | KAIMES | 316152.1847 | 652622.398 | Yes | 10.9559 | 10.8612 | 10.8124 | 10.756 | 9.3507 | 0 | 0 | 0 | 0 | 0 | 0 | 0 | 0 | 0 | 0 | 10.9559 | 10.8612 | 10.8124 | 10.756 | 9.3507 | 0 | 0 | 0 | 0 | 0 | 0 | 0 | 0 | 0 | 0
WESTBURN ROAD | 11 | WESTBURN ROAD (CLYDE'S MILL) | 265346.313 | 660834.734 | No | 0 | 0 | 0 | 0 | 0 | 0 | 0 | 0 | 0 | 0 | 0 | 0 | 0 | 0 | 0 | 0 | 0 | 0 | 0 | 0 | 0 | 0 | 0 | 0 | 0 | 0 | 0 | 0 | 0 | 0
WESTERTON | 11 | DRUMCHAPEL | 254314.218 | 670771.106 | No | 0.724 | 0.7165 | 0.70966 | 0.66926 | 0.62311 | 0.57324 | 0.51978 | 0.46787 | 0 | 0 | 0 | 0 | 0 | 0 | 0 | 3.62 | 3.5825 | 3.5483 | 3.3463 | 3.1156 | 2.8662 | 2.5989 | 2.3394 | 0 | 0 | 0 | 0 | 0 | 0 | 0
WESTFIELD AVE | 11 | HAGGS ROAD | 260489.435 | 661271.296 | No | 11.1267 | 11.124 | 11.1184 | 11.1033 | 11.0864 | 11.0677 | 11.0478 | 11.0281 | 11.0074 | 10.985 | 10.9594 | 10.8867 | 10.7634 | 10.6209 | 10.4812 | 23.3422 | 23.2358 | 23.2101 | 23.2218 | 23.2428 | 23.2498 | 23.2487 | 23.2587 | 23.2577 | 23.2829 | 23.2794 | 23.392 | 23.6324 | 23.42 | 22.8841
WESTWOOD | 11 | EAST KILBRIDE | 261934.8754 | 652780.226 | Yes | 0 | 0 | 0 | 0 | 0 | 0 | 0 | 0 | 0 | 0 | 0 | 0 | 0 | 0 | 0 | 0 | 0 | 0 | 0 | 0 | 0 | 0 | 0 | 0 | 0 | 0 | 0 | 0 | 0 | 0
WHITCHESTER | 11 | ECCLES | 371282.384 | 658170.064 | Yes | 0.40098 | 0.36381 | 0.34771 | 0.27155 | 0 | 0 | 0 | 0 | 0 | 0 | 0 | 0 | 0 | 0 | 0 | 0.40098 | 0.36381 | 0.34771 | 0.27155 | 0 | 0 | 0 | 0 | 0 | 0 | 0 | 0 | 0 | 0 | 0
WHITLAWBURN | 11 | WESTBURN ROAD (CLYDE'S MILL) | 264009.423 | 659347.403 | No | 0 | 0 | 0 | 0 | 0 | 0 | 0 | 0 | 0 | 0 | 0 | 0 | 0 | 0 | 0 | 0 | 0 | 0 | 0 | 0 | 0 | 0 | 0 | 0 | 0 | 0 | 0 | 0 | 0 | 0
WHOLEFLATS | 11 | GRANGEMOUTH | 294451.301 | 680473.126 | No | 7.6337 | 7.6337 | 7.6337 | 7.6325 | 0 | 0 | 0 | 0 | 0 | 0 | 0 | 0 | 0 | 0 | 0 | 9.6859 | 9.5991 | 9.601 | 9.667 | 0 | 0 | 0 | 0 | 0 | 0 | 0 | 0 | 0 | 0 | 0
WILLIAM STREET | 11 | DEWAR PLACE | 324255.41 | 673536.718 | No | 22.4439 | 22.4439 | 22.4439 | 22.44 | 22.4394 | 22.435 | 22.4334 | 22.4329 | 22.4324 | 22.4274 | 22.4257 | 22.4182 | 22.4088 | 22.3908 | 22.3798 | 25.9211 | 25.6262 | 25.6329 | 25.6449 | 25.6549 | 25.6702 | 25.69 | 25.7265 | 25.7536 | 25.7771 | 25.8056 | 25.8503 | 25.9849 | 26.1717 | 26.2432
WOODEND | 11 | HELENSBURGH | 229101.515 | 683718.176 | Yes | 10.2605 | 10.1935 | 10.1754 | 10.1044 | 10.0478 | 9.9929 | 9.9348 | 9.9024 | 9.8655 | 9.8401 | 9.1993 | 2.614 | 0 | 0 | 0 | 10.2605 | 10.1935 | 10.1754 | 10.1044 | 10.0478 | 9.9929 | 9.9348 | 9.9024 | 9.8655 | 9.8401 | 9.1993 | 2.614 | 0 | 0 | 0
WOODISLE | 11 | EASTERHOUSE | 266183.052 | 672994.409 | No | 9.5676 | 9.4416 | 9.346 | 9.2212 | 9.0704 | 8.9142 | 8.7592 | 8.626 | 8.506 | 8.376 | 8.2037 | 0 | 0 | 0 | 0 | 9.5676 | 9.4416 | 9.346 | 9.2212 | 9.0704 | 8.9142 | 8.7592 | 8.626 | 8.506 | 8.376 | 8.2037 | 0 | 0 | 0 | 0
WOODSIDE | 11 | COATBRIDGE | 271929.912 | 663916.72 | Yes | 7.9293 | 7.866 | 7.8682 | 7.8022 | 7.7872 | 0 | 0 | 0 | 0 | 0 | 0 | 0 | 0 | 0 | 0 | 7.9293 | 7.866 | 7.8682 | 7.8022 | 7.7872 | 0 | 0 | 0 | 0 | 0 | 0 | 0 | 0 | 0 | 0
YAIR BRIDGE | 22 | GALASHIELS | 346836.296 | 632270.467 | Yes | 1.6953 | 1.6622 | 0 | 0 | 0 | 0 | 0 | 0 | 0 | 0 | 0 | 0 | 0 | 0 | 0 | 1.6953 | 1.6622 | 0 | 0 | 0 | 0 | 0 | 0 | 0 | 0 | 0 | 0 | 0 | 0 | 0
YETHOLM | 11 | ECCLES | 382238.877 | 628078.659 | Yes | 3.6255 | 3.5965 | 3.5821 | 1.186 | 0 | 0 | 0 | 0 | 0 | 0 | 0 | 0 | 0 | 0 | 0 | 3.6255 | 3.5965 | 3.5821 | 1.186 | 0 | 0 | 0 | 0 | 0 | 0 | 0 | 0 | 0 | 0 | 0
YOKER FERRY ROAD | 11 | DRUMCHAPEL | 251265.201 | 668619.159 | No | 11.3807 | 11.3732 | 11.3721 | 11.3413 | 11.3081 | 9.5196 | 5.7731 | 2.9947 | 0 | 0 | 0 | 0 | 0 | 0 | 0 | 27.0052 | 22.9669 | 22.9215 | 20.2657 | 14.8867 | 9.5196 | 5.7731 | 2.9947 | 0 | 0 | 0 | 0 | 0 | 0 | 0
ZETLAND PARK | 11 | GRANGEMOUTH | 292872.099 | 681153.554 | No | 9.2054 | 9.1818 | 9.1991 | 9.2267 | 0 | 0 | 0 | 0 | 0 | 0 | 0 | 0 | 0 | 0 | 0 | 9.2054 | 9.1818 | 9.1991 | 9.2267 | 0 | 0 | 0 | 0 | 0 | 0 | 0 | 0 | 0 | 0 | 0

## Low Scenario (Gen)
Generation Headroom (MW)
Return to Contents |  |  | Substation Location |  | Subject to upstream constraints beyond our network boundary (Yes/No) (See section 7.3 of the methodology statement) | Synchronous | [14 empty] | Fully Converted
Substation Name | Voltage (kV) | Grid Supply Point | Easting | Northing |  | 2022/23 | 2023/24 | 2024/25 | 2025/26 | 2026/27 | 2027/28 | 2028/29 | 2029/30 | 2030/31 | 2031/32 | 2032/33 | 2035 | 2040 | 2045 | 2050 | 2022/23 | 2023/24 | 2024/25 | 2025/26 | 2026/27 | 2027/28 | 2028/29 | 2029/30 | 2030/31 | 2031/32 | 2032/33 | 2035 | 2040 | 2045 | 2050
ABBEYLANDS ROAD | 11 | KILBOWIE 33 | 250627.663 | 672976.434 | Yes | 9.4628 | 9.4628 | 9.4616 | 9.4616 | 9.4616 | 9.4616 | 9.4605 | 9.4605 | 9.4605 | 9.4605 | 9.4593 | 9.4532 | 9.4431 | 9.4278 | 9.4156 | 10.5429 | 10.4844 | 10.476 | 10.4712 | 10.4921 | 10.5174 | 10.557 | 10.5647 | 10.5718 | 10.5853 | 10.6029 | 10.6401 | 10.7706 | 10.8733 | 10.8829
ABRONHILL | 11 | CUMBERNAULD | 278722.75 | 675616.923 | Yes | 7.5781 | 0 | 0 | 0 | 0 | 0 | 0 | 0 | 0 | 0 | 0 | 0 | 0 | 0 | 0 | 7.5781 | 0 | 0 | 0 | 0 | 0 | 0 | 0 | 0 | 0 | 0 | 0 | 0 | 0 | 0
ADMIRAL STREET | 6.6 | ST. ANDREWS CROSS | 257470 | 664360 | No | 7.0374 | 7.0374 | 7.0374 | 7.0374 | 7.0374 | 7.0374 | 7.0374 | 7.0374 | 7.0374 | 7.0374 | 7.0342 | 7.0273 | 7.0194 | 7.0052 | 6.9972 | 24.0001 | 23.8852 | 23.8145 | 23.8061 | 23.9611 | 24.0814 | 24.1966 | 24.2611 | 24.3198 | 24.3935 | 24.4292 | 24.6828 | 25.1314 | 25.3607 | 25.3298
AIRDRIE | 11 | COATBRIDGE | 276005.377 | 665357.364 | Yes | 8.3958 | 8.3958 | 8.3958 | 8.3958 | 8.3779 | 0 | 0 | 0 | 0 | 0 | 0 | 0 | 0 | 0 | 0 | 22.0378 | 21.8695 | 21.8703 | 21.8904 | 21.9638 | 0 | 0 | 0 | 0 | 0 | 0 | 0 | 0 | 0 | 0
ALLANBANK | 11 | NEWARTHILL | 284841.084 | 657420.185 | Yes | 0 | 0 | 0 | 0 | 0 | 0 | 0 | 0 | 0 | 0 | 0 | 0 | 0 | 0 | 0 | 0 | 0 | 0 | 0 | 0 | 0 | 0 | 0 | 0 | 0 | 0 | 0 | 0 | 0 | 0
ALMONDVALE | 11 | LIVINGSTON EAST | 305553.961 | 666564.265 | Yes | 0 | 0 | 0 | 0 | 0 | 0 | 0 | 0 | 0 | 0 | 0 | 0 | 0 | 0 | 0 | 0 | 0 | 0 | 0 | 0 | 0 | 0 | 0 | 0 | 0 | 0 | 0 | 0 | 0 | 0
ANNAN | 11 | CHAPELCROSS | 319945.563 | 567343.91 | Yes | 0 | 0 | 0 | 0 | 0 | 0 | 0 | 0 | 0 | 0 | 0 | 0 | 0 | 0 | 0 | 0 | 0 | 0 | 0 | 0 | 0 | 0 | 0 | 0 | 0 | 0 | 0 | 0 | 0 | 0
ANSTRUTHER | 11 | LEVEN | 356383.016 | 703675.175 | Yes | 6.6031 | 6.5845 | 4.2621 | 0 | 0 | 0 | 0 | 0 | 0 | 0 | 0 | 0 | 0 | 0 | 0 | 6.6031 | 6.5845 | 4.2621 | 0 | 0 | 0 | 0 | 0 | 0 | 0 | 0 | 0 | 0 | 0 | 0
ARCHERHILL ROAD | 11 | DRUMCHAPEL | 253543.8942 | 669266.5706 | No | 9.5263 | 9.5247 | 9.5222 | 9.5166 | 9.4934 | 9.4633 | 9.4331 | 9.4032 | 8.267 | 6.5805 | 4.4577 | 0 | 0 | 0 | 0 | 23.3269 | 23.0689 | 23.0035 | 22.5401 | 18.8144 | 14.9333 | 12.3555 | 10.534 | 8.267 | 6.5805 | 4.4577 | 0 | 0 | 0 | 0
ARDGOUR DRIVE | 11 | JOHNSTONE | 243193.272 | 664147.552 | Yes | 7.8751 | 7.8315 | 7.8706 | 7.8619 | 7.8417 | 7.8145 | 7.7895 | 7.7619 | 7.7369 | 7.7119 | 7.6809 | 7.5879 | 2.1178 | 0 | 0 | 21.8085 | 21.6754 | 21.7061 | 21.6944 | 21.7467 | 21.6988 | 21.6878 | 19.2585 | 16.0998 | 14.0603 | 12.1765 | 7.5879 | 2.1178 | 0 | 0
ARMADALE | 11 | BATHGATE | 294104.186 | 668090.535 | Yes | 1.8926 | 1.5657 | 0 | 0 | 0 | 0 | 0 | 0 | 0 | 0 | 0 | 0 | 0 | 0 | 0 | 8.7586 | 6.1207 | 0 | 0 | 0 | 0 | 0 | 0 | 0 | 0 | 0 | 0 | 0 | 0 | 0
ASHGROVE STREET | 11 | DALMARNOCK | 261474.041 | 662867.449 | Yes | 12.0158 | 12.0158 | 12.0158 | 12.0158 | 12.0158 | 12.0002 | 11.9824 | 11.9643 | 11.9508 | 11.9395 | 11.9248 | 11.8955 | 11.8642 | 11.8345 | 11.8165 | 22.5043 | 22.3298 | 22.1899 | 22.1411 | 22.2729 | 22.2942 | 22.2884 | 22.223 | 22.2595 | 22.3024 | 22.2909 | 22.3592 | 22.5612 | 19.5749 | 21.3557
AUCHNEEL | 11 | GLENLUCE | 203380.733 | 561634.223 | Yes | 0 | 0 | 0 | 0 | 0 | 0 | 0 | 0 | 0 | 0 | 0 | 0 | 0 | 0 | 0 | 0 | 0 | 0 | 0 | 0 | 0 | 0 | 0 | 0 | 0 | 0 | 0 | 0 | 0 | 0
AUCHTERMUCHTY | 11 | CUPAR | 323151.984 | 711519.316 | Yes | 7.5905 | 7.56 | 7.5792 | 7.6317 | 7.6765 | 7.6416 | 7.629 | 7.5949 | 7.597 | 7.4266 | 7.2334 | 6.7505 | 0 | 0 | 0 | 7.5905 | 7.56 | 7.5792 | 7.6317 | 7.6765 | 7.6416 | 7.629 | 7.5949 | 7.597 | 7.4266 | 7.2334 | 6.7505 | 0 | 0 | 0
AURS ROAD | 11 | CROOKSTON B | 250690 | 659100 | Yes | 10.1487 | 10.0897 | 10.0254 | 9.9527 | 9.8764 | 9.7949 | 9.708 | 9.623 | 9.5971 | 9.5638 | 9.5301 | 9.4322 | 9.2541 | 8.4255 | 6.2663 | 24.6772 | 24.2401 | 23.9463 | 23.6183 | 23.3999 | 23.0893 | 22.7808 | 22.463 | 21.4822 | 20.1056 | 18.4694 | 14.5553 | 10.4781 | 8.4255 | 6.2663
AVENUE END ROAD | 11 | EASTERHOUSE | 264815.531 | 667555.951 | No | 8.4783 | 8.4526 | 8.4756 | 8.4671 | 8.3753 | 8.2847 | 8.1909 | 8.1151 | 8.0481 | 7.9862 | 7.9499 | 8.1059 | 7.6944 | 1.0325 | 0 | 8.4783 | 8.4526 | 8.4756 | 8.4671 | 8.3753 | 8.2847 | 8.1909 | 8.1151 | 8.0481 | 7.9862 | 7.9499 | 8.1059 | 7.6944 | 1.0325 | 0
AYTON | 11 | BERWICK | 392062.407 | 660576.39 | Yes | 0 | 0 | 0 | 0 | 0 | 0 | 0 | 0 | 0 | 0 | 0 | 0 | 0 | 0 | 0 | 0 | 0 | 0 | 0 | 0 | 0 | 0 | 0 | 0 | 0 | 0 | 0 | 0 | 0 | 0
BAILLIESTON | 11 | WESTBURN ROAD (CLYDE'S MILL) | 267910 | 663290 | No | 0 | 0 | 0 | 0 | 0 | 0 | 0 | 0 | 0 | 0 | 0 | 0 | 0 | 0 | 0 | 0 | 0 | 0 | 0 | 0 | 0 | 0 | 0 | 0 | 0 | 0 | 0 | 0 | 0 | 0
BAKER STREET | 11 | DEVOL MOOR | 228325.823 | 675631.277 | Yes | 12.4731 | 12.4731 | 12.4731 | 12.472 | 12.4671 | 12.4653 | 11.8056 | 9.9811 | 7.7875 | 6.3786 | 4.7732 | 4.8144 | 1.9926 | 1.1976 | 0.38797 | 23.7413 | 19.8132 | 19.6545 | 18.4293 | 16.447 | 13.9204 | 11.8056 | 9.9811 | 7.7875 | 6.3786 | 4.7732 | 4.8144 | 1.9926 | 1.1976 | 0.38797
BALGREEN | 11 | SIGHTHILL | 321867.631 | 672625.378 | No | 7.5009 | 7.4548 | 7.4527 | 7.4383 | 7.3755 | 7.2989 | 7.2132 | 7.1561 | 7.1022 | 7.0589 | 7.0242 | 7.0237 | 7.0847 | 6.6406 | 5.8566 | 7.5009 | 7.4548 | 7.4527 | 7.4383 | 7.3755 | 7.2989 | 7.2132 | 7.1561 | 7.1022 | 7.0589 | 7.0242 | 7.0237 | 7.0847 | 6.6406 | 5.8566
BALLOCH | 11 | STRATHLEVEN | 239188.9912 | 681197.131 | Yes | 10.2757 | 10.1906 | 10.104 | 10.0166 | 9.9206 | 9.8194 | 9.7197 | 9.6134 | 9.5902 | 9.5693 | 9.5429 | 9.4741 | 9.3428 | 9.2163 | 9.0793 | 25.2967 | 24.7562 | 24.349 | 23.9777 | 23.6433 | 23.2463 | 22.8862 | 22.4691 | 22.4654 | 22.4816 | 22.5075 | 22.6829 | 22.7496 | 22.5159 | 21.9607
BALMORE | 11 | KILLERMONT | 259907.163 | 673535.919 | Yes | 1.1042 | 0.94712 | 0.91633 | 0.90354 | 1.0162 | 1.0631 | 1.1096 | 1.1259 | 1.1462 | 1.1825 | 1.2391 | 1.5112 | 1.8289 | 1.7101 | 1.5451 | 1.1042 | 0.94712 | 0.91633 | 0.90354 | 1.0162 | 1.0631 | 1.1096 | 1.1259 | 1.1462 | 1.1825 | 1.2391 | 1.5112 | 1.8289 | 1.7101 | 1.5451
BARNTON GROVE | 11 | SIGHTHILL | 318715.464 | 675054.687 | No | 7.4465 | 7.3966 | 7.3971 | 7.4268 | 7.4067 | 7.3646 | 7.3096 | 7.2689 | 7.2507 | 7.1987 | 7.1816 | 7.1659 | 7.1493 | 6.8998 | 6.4883 | 7.4465 | 7.3966 | 7.3971 | 7.4268 | 7.4067 | 7.3646 | 7.3096 | 7.2689 | 7.2507 | 7.1987 | 7.1816 | 7.1659 | 7.1493 | 6.8998 | 6.4883
BARNTON QUARRY | 6.6 | SIGHTHILL | 320097.075 | 674956.678 | No | 10.0089 | 10.0089 | 10.0089 | 10.0058 | 9.9922 | 9.9773 | 9.958 | 9.943 | 9.9225 | 9.9034 | 9.8794 | 9.8107 | 9.6966 | 9.5808 | 7.8343 | 24.9974 | 24.8801 | 24.8602 | 24.8239 | 24.8478 | 24.8385 | 24.7916 | 24.7555 | 24.7002 | 24.6771 | 24.6346 | 24.6072 | 24.5696 | 23.7569 | 7.8343
BARRHEAD | 11 | CROOKSTON B | 250406.666 | 659822.989 | Yes | 6.0841 | 6.0841 | 6.0841 | 6.0802 | 6.0661 | 6.0534 | 6.0388 | 6.0255 | 6.0067 | 5.9922 | 5.9744 | 5.909 | 5.8022 | 5.6942 | 5.5838 | 21.0309 | 20.9468 | 20.9682 | 21.0177 | 21.0389 | 21.0371 | 21.0434 | 21.0365 | 21.0148 | 20.1056 | 18.4694 | 14.5553 | 10.4781 | 8.4255 | 6.2663
BARRHILL | 11 | GLENLUCE | 210706.948 | 544373.807 | Yes | 0 | 0 | 0 | 0 | 0 | 0 | 0 | 0 | 0 | 0 | 0 | 0 | 0 | 0 | 0 | 0 | 0 | 0 | 0 | 0 | 0 | 0 | 0 | 0 | 0 | 0 | 0 | 0 | 0 | 0
BARTERHOLM | 11 | PAISLEY | 248648.016 | 662757.152 | Yes | 4.9918 | 4.9918 | 4.9918 | 4.9918 | 4.9905 | 4.9777 | 4.9671 | 4.9559 | 4.2966 | 2.8454 | 1.0203 | 0 | 0 | 0 | 0 | 23.4014 | 23.2798 | 23.281 | 23.306 | 23.4234 | 23.4247 | 23.4536 | 6.4506 | 4.2966 | 2.8454 | 1.0203 | 0 | 0 | 0 | 0
BELHAVEN FORTH | 11 | DUNBAR A | 366657.81 | 678127.272 | Yes | 10.6872 | 0 | 0 | 0 | 0 | 0 | 0 | 0 | 0 | 0 | 0 | 0 | 0 | 0 | 0 | 10.6872 | 0 | 0 | 0 | 0 | 0 | 0 | 0 | 0 | 0 | 0 | 0 | 0 | 0 | 0
BELHAVEN WEST | 11 | WISHAW | 279137.466 | 655246.218 | Yes | 0 | 0 | 0 | 0 | 0 | 0 | 0 | 0 | 0 | 0 | 0 | 0 | 0 | 0 | 0 | 0 | 0 | 0 | 0 | 0 | 0 | 0 | 0 | 0 | 0 | 0 | 0 | 0 | 0 | 0
BELLSHILL (PRIMARY) | 11 | NEWARTHILL | 273441.482 | 660541.095 | Yes | 0 | 0 | 0 | 0 | 0 | 0 | 0 | 0 | 0 | 0 | 0 | 0 | 0 | 0 | 0 | 0 | 0 | 0 | 0 | 0 | 0 | 0 | 0 | 0 | 0 | 0 | 0 | 0 | 0 | 0
BERRYHILL ROAD | 11 | GIFFNOCK | 255905.112 | 658491.185 | No | 2.7055 | 2.703 | 2.7001 | 2.6853 | 2.6598 | 2.6284 | 2.5947 | 2.5606 | 2.524 | 2.487 | 2.4495 | 2.3272 | 2.1085 | 1.8806 | 1.6452 | 13.5273 | 13.5152 | 13.5003 | 13.4264 | 13.2991 | 13.142 | 12.9736 | 12.803 | 12.6202 | 12.4352 | 12.2477 | 11.6358 | 10.5427 | 9.4029 | 8.2261
BIGGAR | 11 | LINNMILL | 304111.234 | 637546.286 | Yes | 0 | 0 | 0 | 0 | 0 | 0 | 0 | 0 | 0 | 0 | 0 | 0 | 0 | 0 | 0 | 0 | 0 | 0 | 0 | 0 | 0 | 0 | 0 | 0 | 0 | 0 | 0 | 0 | 0 | 0
BIRRELL STREET WYND | 11 | REDHOUSE | 328814.184 | 692685.812 | Yes | 0 | 0 | 0 | 0 | 0 | 0 | 0 | 0 | 0 | 0 | 0 | 0 | 0 | 0 | 0 | 0 | 0 | 0 | 0 | 0 | 0 | 0 | 0 | 0 | 0 | 0 | 0 | 0 | 0 | 0
BISHOP | 11 | EASTERHOUSE | 268704.235 | 665634.841 | No | 8.3818 | 8.2208 | 8.1975 | 8.155 | 8.2085 | 8.1983 | 8.141 | 8.092 | 8.0165 | 7.9518 | 7.907 | 7.871 | 7.6944 | 1.0325 | 0 | 8.3818 | 8.2208 | 8.1975 | 8.155 | 8.2085 | 8.1983 | 8.141 | 8.092 | 8.0165 | 7.9518 | 7.907 | 7.871 | 7.6944 | 1.0325 | 0
BISHOPBRIGGS | 11 | KILLERMONT | 260978.59 | 670303.459 | Yes | 5.5888 | 5.5863 | 5.5833 | 5.5635 | 5.5391 | 5.5085 | 5.4714 | 5.4375 | 5.4011 | 5.3595 | 5.3169 | 5.183 | 4.9444 | 4.6895 | 4.4326 | 23.0139 | 22.8289 | 22.8247 | 22.7696 | 22.786 | 22.7118 | 22.6399 | 22.5638 | 22.481 | 22.4325 | 22.4024 | 22.4812 | 22.621 | 22.0393 | 20.8817
BLACKBURN | 11 | BATHGATE | 297905.928 | 665946.711 | Yes | 10.4545 | 6.1207 | 0 | 0 | 0 | 0 | 0 | 0 | 0 | 0 | 0 | 0 | 0 | 0 | 0 | 10.4545 | 6.1207 | 0 | 0 | 0 | 0 | 0 | 0 | 0 | 0 | 0 | 0 | 0 | 0 | 0
BLACKHALL PACKAGE | 11 | PAISLEY | 248944.968 | 663424.425 | Yes | 9.2341 | 9.2341 | 9.2341 | 9.2341 | 9.2341 | 9.2312 | 9.2257 | 6.4506 | 4.2966 | 2.8454 | 1.0203 | 0 | 0 | 0 | 0 | 9.4523 | 9.3869 | 9.3895 | 9.4228 | 9.4997 | 9.5359 | 9.5752 | 6.4506 | 4.2966 | 2.8454 | 1.0203 | 0 | 0 | 0 | 0
BONESS KINNEIL | 11 | GRANGEMOUTH | 298959.649 | 681278.93 | No | 11.0484 | 11.0093 | 11.0239 | 11.0548 | 0 | 0 | 0 | 0 | 0 | 0 | 0 | 0 | 0 | 0 | 0 | 11.0484 | 11.0093 | 11.0239 | 11.0548 | 0 | 0 | 0 | 0 | 0 | 0 | 0 | 0 | 0 | 0 | 0
BONNINGTON ROAD | 11 | SHRUBHILL | 326270.4329 | 675799.0006 | No | 6.4271 | 6.4271 | 6.4271 | 6.4271 | 6.4261 | 6.4213 | 6.4161 | 6.4148 | 6.409 | 6.403 | 6.3967 | 6.3768 | 6.3479 | 6.3118 | 6.2817 | 27.5487 | 27.3663 | 27.225 | 27.1561 | 27.2717 | 27.3196 | 27.3629 | 27.3723 | 27.4375 | 27.5263 | 27.5472 | 27.681 | 27.9886 | 28.0245 | 27.8634
BOUNDARY STREET | 11 | DEVOL MOOR | 230980.355 | 674918.43 | Yes | 12.1682 | 12.1682 | 12.1682 | 12.1643 | 12.1623 | 12.1567 | 11.8056 | 9.9811 | 7.7875 | 6.3786 | 4.7732 | 4.8144 | 1.9926 | 1.1976 | 0.38797 | 23.7413 | 19.8132 | 19.6545 | 18.4293 | 16.447 | 13.9204 | 11.8056 | 9.9811 | 7.7875 | 6.3786 | 4.7732 | 4.8144 | 1.9926 | 1.1976 | 0.38797
BOWHILL | 11 | WESTFIELD | 321324.335 | 695797.18 | Yes | 4.1862 | 4.0713 | 4.0663 | 4.0421 | 0 | 0 | 0 | 0 | 0 | 0 | 0 | 0 | 0 | 0 | 0 | 4.1862 | 4.0713 | 4.0663 | 4.0421 | 0 | 0 | 0 | 0 | 0 | 0 | 0 | 0 | 0 | 0 | 0
BRAIDWOOD | 11 | LINNMILL | 284728.213 | 648027.159 | Yes | 0 | 0 | 0 | 0 | 0 | 0 | 0 | 0 | 0 | 0 | 0 | 0 | 0 | 0 | 0 | 0 | 0 | 0 | 0 | 0 | 0 | 0 | 0 | 0 | 0 | 0 | 0 | 0 | 0 | 0
BROXBURN | 11 | BROXBURN | 307400.017 | 672045.726 | Yes | 9.6436 | 9.5267 | 9.52 | 9.4844 | 9.5647 | 0 | 0 | 0 | 0 | 0 | 0 | 0 | 0 | 0 | 0 | 9.6436 | 9.5267 | 9.52 | 9.4844 | 9.5647 | 0 | 0 | 0 | 0 | 0 | 0 | 0 | 0 | 0 | 0
BURGHLEE | 11 | KAIMES | 326860.596 | 665214.725 | Yes | 4.9029 | 4.8425 | 4.8324 | 4.8231 | 4.8055 | 0 | 0 | 0 | 0 | 0 | 0 | 0 | 0 | 0 | 0 | 16.6807 | 16.4213 | 16.3457 | 16.3591 | 16.435 | 0 | 0 | 0 | 0 | 0 | 0 | 0 | 0 | 0 | 0
BURNBANK | 11 | STRATHAVEN | 270167.2311 | 656095.4499 | Yes | 0 | 0 | 0 | 0 | 0 | 0 | 0 | 0 | 0 | 0 | 0 | 0 | 0 | 0 | 0 | 0 | 0 | 0 | 0 | 0 | 0 | 0 | 0 | 0 | 0 | 0 | 0 | 0 | 0 | 0
BURNFIELD | 11 | GIFFNOCK | 255283.085 | 659966.077 | No | 9.7549 | 9.7549 | 9.7549 | 9.752 | 9.7383 | 9.7195 | 9.7038 | 9.6843 | 9.6648 | 9.6409 | 9.6166 | 9.5472 | 9.4204 | 9.2972 | 9.1676 | 22.2018 | 22.1153 | 22.121 | 22.1477 | 22.1579 | 22.1189 | 22.1186 | 22.0941 | 22.0696 | 22.0631 | 22.0667 | 22.2211 | 22.3841 | 22.1165 | 21.567
BURNSIDE | 11 | INVERKEITHING | 313183.304 | 683732.576 | Yes | 3.6919 | 3.6265 | 3.6387 | 3.6851 | 3.7765 | 3.7937 | 3.791 | 3.766 | 3.7492 | 3.7653 | 3.7809 | 3.8423 | 4.0856 | 4.1028 | 0 | 3.6919 | 3.6265 | 3.6387 | 3.6851 | 3.7765 | 3.7937 | 3.791 | 3.766 | 3.7492 | 3.7653 | 3.7809 | 3.8423 | 4.0856 | 4.1028 | 0
BURNTISLAND | 11 | GLENNISTON | 322384.921 | 686636.261 | Yes | 13.9973 | 13.9973 | 7.8524 | 4.1281 | 0 | 0 | 0 | 0 | 0 | 0 | 0 | 0 | 0 | 0 | 0 | 24.8783 | 23.5441 | 7.8524 | 4.1281 | 0 | 0 | 0 | 0 | 0 | 0 | 0 | 0 | 0 | 0 | 0
BUSH ESTATE | 11 | KAIMES | 325343.5251 | 663499.2663 | Yes | 11.7873 | 11.1216 | 11.0355 | 10.9681 | 11.0212 | 0 | 0 | 0 | 0 | 0 | 0 | 0 | 0 | 0 | 0 | 11.7873 | 11.1216 | 11.0355 | 10.9681 | 11.0212 | 0 | 0 | 0 | 0 | 0 | 0 | 0 | 0 | 0 | 0
BYREHILL | 11 | SALTCOATS A | 229161.486 | 642567.766 | Yes | 4.5794 | 3.524 | 3.3301 | 1.2611 | 0 | 0 | 0 | 0 | 0 | 0 | 0 | 0 | 0 | 0 | 0 | 4.5794 | 3.524 | 3.3301 | 1.2611 | 0 | 0 | 0 | 0 | 0 | 0 | 0 | 0 | 0 | 0 | 0
BYRES ROAD | 11 | FINNIESTON | 256770.319 | 667245.678 | No | 8.9674 | 8.9674 | 8.9674 | 8.966 | 8.9647 | 8.9633 | 8.9582 | 8.957 | 8.9559 | 8.9501 | 8.9492 | 8.9413 | 8.9323 | 8.9175 | 8.9091 | 11.3359 | 11.1272 | 10.9945 | 10.907 | 11.0199 | 11.102 | 11.1353 | 11.1633 | 11.2659 | 11.4058 | 11.5193 | 11.7757 | 12.2287 | 12.3721 | 12.3003
CADDLEHILL | 11 | SPANGO VALLEY | 227006.0708 | 676188.2622 | Yes | 10.1767 | 10.0783 | 10.0917 | 10.1432 | 10.1825 | 10.1967 | 10.2216 | 10.2027 | 10.1734 | 10.1722 | 10.1962 | 10.356 | 10.7762 | 10.9013 | 11.0317 | 10.1767 | 10.0783 | 10.0917 | 10.1432 | 10.1825 | 10.1967 | 10.2216 | 10.2027 | 10.1734 | 10.1722 | 10.1962 | 10.356 | 10.7762 | 10.9013 | 11.0317
CALAIS | 11 | DUNFERMLINE | 311912.639 | 687087.42 | Yes | 21.9144 | 21.0518 | 20.5345 | 19.8044 | 19.8475 | 19.6423 | 19.5617 | 19.4029 | 19.3209 | 19.3572 | 19.3889 | 19.7356 | 18.5726 | 10.828 | 0 | 21.9144 | 21.0518 | 20.5345 | 19.8044 | 19.8475 | 19.6423 | 19.5617 | 19.4029 | 19.3209 | 19.3572 | 19.3889 | 19.7356 | 18.5726 | 10.828 | 0
CALLENDAR | 11 | BAINSFORD | 289056.086 | 680237.144 | Yes | 10.4916 | 10.4916 | 10.4916 | 9.9046 | 0 | 0 | 0 | 0 | 0 | 0 | 0 | 0 | 0 | 0 | 0 | 22.0232 | 21.8926 | 20.0833 | 9.9046 | 0 | 0 | 0 | 0 | 0 | 0 | 0 | 0 | 0 | 0 | 0
CALTON ROAD | 11 | SHRUBHILL | 326128.1236 | 673955.8775 | No | 13.1971 | 13.1971 | 13.1971 | 13.1971 | 13.1971 | 13.1971 | 13.1971 | 13.1971 | 13.1971 | 13.1971 | 13.1971 | 13.1971 | 13.1971 | 13.1971 | 13.1971 | 14.1118 | 14.0182 | 13.9379 | 13.8983 | 13.9664 | 14.013 | 14.0378 | 14.035 | 14.0658 | 14.1245 | 14.1766 | 14.3023 | 14.5065 | 14.6602 | 14.7551
CAMBUSLANG | 11 | DALMARNOCK | 263514.331 | 661339.515 | Yes | 6.7545 | 6.4284 | 6.3886 | 6.3177 | 6.1227 | 5.8367 | 5.654 | 5.689 | 5.7576 | 5.8002 | 5.8085 | 5.8444 | 5.8783 | 5.8052 | 5.6878 | 6.7545 | 6.4284 | 6.3886 | 6.3177 | 6.1227 | 5.8367 | 5.654 | 5.689 | 5.7576 | 5.8002 | 5.8085 | 5.8444 | 5.8783 | 5.8052 | 5.6878
CAMELON | 11 | BONNYBRIDGE | 286535.498 | 680078.219 | Yes | 5.5252 | 0 | 0 | 0 | 0 | 0 | 0 | 0 | 0 | 0 | 0 | 0 | 0 | 0 | 0 | 5.5252 | 0 | 0 | 0 | 0 | 0 | 0 | 0 | 0 | 0 | 0 | 0 | 0 | 0 | 0
CAMERON | 11 | BROXBURN | 305932.878 | 669609.961 | Yes | 11.0325 | 10.8756 | 10.7956 | 10.7801 | 10.9333 | 0 | 0 | 0 | 0 | 0 | 0 | 0 | 0 | 0 | 0 | 11.0325 | 10.8756 | 10.7956 | 10.7801 | 10.9333 | 0 | 0 | 0 | 0 | 0 | 0 | 0 | 0 | 0 | 0
CARDONALD | 11 | GOVAN | 254235.167 | 664373.735 | Yes | 10.8953 | 10.7377 | 10.7009 | 10.6149 | 10.6999 | 10.7242 | 10.7651 | 10.7619 | 10.8519 | 10.9283 | 10.9478 | 11.1244 | 11.084 | 11.0224 | 10.9472 | 10.8953 | 10.7377 | 10.7009 | 10.6149 | 10.6999 | 10.7242 | 10.7651 | 10.7619 | 10.8519 | 10.9283 | 10.9478 | 11.1244 | 11.4356 | 11.4004 | 10.9931
CARFIN | 11 | NEWARTHILL | 277274.491 | 658447.367 | Yes | 0 | 0 | 0 | 0 | 0 | 0 | 0 | 0 | 0 | 0 | 0 | 0 | 0 | 0 | 0 | 0 | 0 | 0 | 0 | 0 | 0 | 0 | 0 | 0 | 0 | 0 | 0 | 0 | 0 | 0
CARGENBRIDGE | 11 | DUMFRIES | 294510.922 | 574363.571 | Yes | 11.0632 | 11.0632 | 11.0632 | 11.0632 | 8.3841 | 0 | 0 | 0 | 0 | 0 | 0 | 0 | 0 | 0 | 0 | 21.4212 | 21.3632 | 21.363 | 16.3557 | 8.3841 | 0 | 0 | 0 | 0 | 0 | 0 | 0 | 0 | 0 | 0
CARMUNNOCK ROAD | 11 | CHARLOTTE STREET | 259033.165 | 660559.633 | No | 10.3646 | 10.3646 | 10.3646 | 10.3612 | 10.3496 | 10.3324 | 10.3134 | 10.2936 | 10.2722 | 10.2455 | 10.2178 | 10.1406 | 9.9982 | 9.8567 | 9.7073 | 25.8582 | 25.7767 | 25.7777 | 25.8215 | 25.7985 | 25.76 | 25.7378 | 25.6941 | 25.6525 | 25.6011 | 25.5749 | 25.6131 | 25.6813 | 25.495 | 25.0363
CARRON | 11 | BAINSFORD | 288060.047 | 682398.499 | Yes | 9.8565 | 9.8565 | 9.8565 | 9.8565 | 0 | 0 | 0 | 0 | 0 | 0 | 0 | 0 | 0 | 0 | 0 | 24.2993 | 24.1649 | 20.0833 | 9.9046 | 0 | 0 | 0 | 0 | 0 | 0 | 0 | 0 | 0 | 0 | 0
CARRUTHERSTOWN | 11 | DUMFRIES | 309625.3147 | 570239.5477 | Yes | 6.5766 | 6.5514 | 6.5528 | 6.5679 | 6.5902 | 0 | 0 | 0 | 0 | 0 | 0 | 0 | 0 | 0 | 0 | 6.5766 | 6.5514 | 6.5528 | 6.5679 | 6.5902 | 0 | 0 | 0 | 0 | 0 | 0 | 0 | 0 | 0 | 0
CARSFAD HYDRO | 11 | CARSFAD HYDRO | 260542 | 585408 | No | 18.2434 | 18.1828 | 18.1443 | 18.0808 | 18.0379 | 18.024 | 18.0074 | 17.9466 | 17.8728 | 17.8309 | 17.4849 | 16.9866 | 16.6848 | 15.7725 | 13.9548 | 18.2434 | 18.1828 | 18.1443 | 18.0808 | 18.0379 | 18.024 | 18.0074 | 17.9466 | 17.8728 | 17.8309 | 17.4849 | 16.9866 | 16.6848 | 15.7725 | 13.9548
CASTLANDHILL | 11 | INVERKEITHING | 312475.541 | 682770.263 | Yes | 8.3477 | 8.1743 | 8.1875 | 8.33 | 8.561 | 8.7158 | 8.8029 | 8.8858 | 9.0053 | 9.0943 | 9.2219 | 9.579 | 9.7021 | 9.5669 | 0 | 8.3477 | 8.1743 | 8.1875 | 8.33 | 8.561 | 8.7158 | 8.8029 | 8.8858 | 9.0053 | 9.0943 | 9.2219 | 9.579 | 9.7021 | 9.5669 | 0
CASTLE | 11 | GIFFNOCK | 255438.51 | 656118.256 | No | 4.9664 | 4.9664 | 4.9652 | 4.9651 | 4.9519 | 4.9372 | 4.9251 | 4.9097 | 4.8979 | 4.8819 | 4.8709 | 4.828 | 4.7656 | 4.6877 | 4.6106 | 23.4859 | 23.2026 | 23.0776 | 22.971 | 23.0939 | 23.1695 | 23.2776 | 23.2302 | 23.1966 | 23.1552 | 23.1897 | 23.3475 | 23.6644 | 23.4386 | 23.0532
CASTLE DOUGLAS | 11 | TONGLAND | 277628.459 | 561979.07 | Yes | 4.928 | 3.3214 | 0 | 0 | 0 | 0 | 0 | 0 | 0 | 0 | 0 | 0 | 0 | 0 | 0 | 4.928 | 3.3214 | 0 | 0 | 0 | 0 | 0 | 0 | 0 | 0 | 0 | 0 | 0 | 0 | 0
CASTLEMILK | 11 | GIFFNOCK | 259917.552 | 659270.554 | No | 8.1164 | 8.1164 | 8.1164 | 8.1164 | 8.1096 | 8.1032 | 8.0937 | 8.0848 | 8.0756 | 8.0667 | 8.0529 | 8.0266 | 7.9791 | 7.938 | 7.8916 | 19.1828 | 19.1144 | 19.1203 | 19.1596 | 19.1832 | 19.1826 | 19.177 | 19.1675 | 19.1607 | 19.1909 | 19.1828 | 19.2748 | 19.5018 | 19.7484 | 19.7187
CHAPEL | 11 | REDHOUSE | 326403.362 | 694247.059 | Yes | 0 | 0 | 0 | 0 | 0 | 0 | 0 | 0 | 0 | 0 | 0 | 0 | 0 | 0 | 0 | 0 | 0 | 0 | 0 | 0 | 0 | 0 | 0 | 0 | 0 | 0 | 0 | 0 | 0 | 0
CHAPELHALL | 11 | NEWARTHILL | 277733.7815 | 661740.4651 | Yes | 0 | 0 | 0 | 0 | 0 | 0 | 0 | 0 | 0 | 0 | 0 | 0 | 0 | 0 | 0 | 0 | 0 | 0 | 0 | 0 | 0 | 0 | 0 | 0 | 0 | 0 | 0 | 0 | 0 | 0
CHARLES STREET | 11 | PORT DUNDAS | 260654.181 | 666548.948 | No | 0 | 0 | 0 | 0 | 0 | 0 | 0 | 0 | 0 | 0 | 0 | 0 | 0 | 0 | 0 | 0 | 0 | 0 | 0 | 0 | 0 | 0 | 0 | 0 | 0 | 0 | 0 | 0 | 0 | 0
CHIRNSIDE | 11 | ECCLES | 386977.1746 | 656676.2966 | Yes | 14.9055 | 14.8581 | 14.8588 | 14.8574 | 11.729 | 6.5006 | 0 | 0 | 0 | 0 | 0 | 0 | 0 | 0 | 0 | 20.367 | 20.1213 | 18.5714 | 15.3846 | 11.729 | 6.5006 | 0 | 0 | 0 | 0 | 0 | 0 | 0 | 0 | 0
CLARK WAY | 11 | COATBRIDGE | 272593.688 | 661196.861 | Yes | 12.0793 | 12.055 | 12.0307 | 11.9642 | 11.8557 | 0 | 0 | 0 | 0 | 0 | 0 | 0 | 0 | 0 | 0 | 23.9684 | 23.8028 | 23.6464 | 23.3273 | 22.885 | 0 | 0 | 0 | 0 | 0 | 0 | 0 | 0 | 0 | 0
CLARKSTON | 11 | GIFFNOCK | 257299.813 | 657407.196 | No | 9.3612 | 9.3587 | 9.3556 | 9.3379 | 9.309 | 9.273 | 9.233 | 9.1935 | 9.1555 | 9.1126 | 9.0639 | 8.9236 | 8.6642 | 8.399 | 8.1237 | 25.8289 | 25.6748 | 25.6752 | 25.6461 | 25.5965 | 25.4845 | 25.3938 | 25.2975 | 25.2222 | 25.1602 | 25.1077 | 25.1823 | 25.2264 | 24.507 | 23.2367
CLUNY ROAD | 11 | GLENNISTON | 325194.767 | 694002.272 | Yes | 3.5135 | 3.487 | 3.4815 | 3.4973 | 0 | 0 | 0 | 0 | 0 | 0 | 0 | 0 | 0 | 0 | 0 | 3.5135 | 3.487 | 3.4815 | 3.4973 | 0 | 0 | 0 | 0 | 0 | 0 | 0 | 0 | 0 | 0 | 0
CLYDEBANK BUSINESS PARK | 11 | KILBOWIE 33 | 249301.767 | 670590.447 | Yes | 9.1706 | 9.1706 | 9.1706 | 9.1706 | 9.1706 | 9.1706 | 9.1706 | 9.1706 | 9.1706 | 9.1706 | 9.1706 | 9.17 | 9.1685 | 9.1675 | 9.1669 | 11.2183 | 11.1007 | 11.0082 | 10.997 | 11.1553 | 11.2565 | 11.3396 | 11.377 | 11.4629 | 11.5542 | 11.6038 | 11.8159 | 12.2178 | 12.5091 | 12.6396
COATS STREET | 11 | COATBRIDGE | 273717.4208 | 665030.5976 | Yes | 9.4247 | 9.4247 | 9.4235 | 9.4235 | 9.4088 | 0 | 0 | 0 | 0 | 0 | 0 | 0 | 0 | 0 | 0 | 22.2435 | 22.0697 | 22.0086 | 22.0055 | 22.1371 | 0 | 0 | 0 | 0 | 0 | 0 | 0 | 0 | 0 | 0
CODDINGTON CRES | 11 | NEWARTHILL | 276423.804 | 661399.069 | Yes | 0 | 0 | 0 | 0 | 0 | 0 | 0 | 0 | 0 | 0 | 0 | 0 | 0 | 0 | 0 | 0 | 0 | 0 | 0 | 0 | 0 | 0 | 0 | 0 | 0 | 0 | 0 | 0 | 0 | 0
COLDSTREAM | 11 | ECCLES | 384927.129 | 640012.652 | Yes | 0.9881 | 0.95669 | 0.97088 | 1.0224 | 1.0664 | 1.0378 | 0 | 0 | 0 | 0 | 0 | 0 | 0 | 0 | 0 | 0.9881 | 0.95669 | 0.97088 | 1.0224 | 1.0664 | 1.0378 | 0 | 0 | 0 | 0 | 0 | 0 | 0 | 0 | 0
COLINSBURGH | 11 | LEVEN | 346352.442 | 702659.256 | Yes | 4.617 | 4.5926 | 4.2621 | 0 | 0 | 0 | 0 | 0 | 0 | 0 | 0 | 0 | 0 | 0 | 0 | 4.617 | 4.5926 | 4.2621 | 0 | 0 | 0 | 0 | 0 | 0 | 0 | 0 | 0 | 0 | 0 | 0
COLINTON NORTH | 11 | SIGHTHILL | 320566.631 | 669129.286 | No | 9.793 | 9.6904 | 9.6967 | 9.688 | 9.6227 | 9.5495 | 9.4849 | 9.4091 | 9.3545 | 9.2872 | 9.2716 | 9.314 | 9.3814 | 8.8952 | 7.8343 | 9.793 | 9.6904 | 9.6967 | 9.688 | 9.6227 | 9.5495 | 9.4849 | 9.4091 | 9.3545 | 9.2872 | 9.2716 | 9.314 | 9.3814 | 8.8952 | 7.8343
COLLEGE MILTON | 11 | EAST KILBRIDE | 261565.076 | 654641.305 | Yes | 0 | 0 | 0 | 0 | 0 | 0 | 0 | 0 | 0 | 0 | 0 | 0 | 0 | 0 | 0 | 0 | 0 | 0 | 0 | 0 | 0 | 0 | 0 | 0 | 0 | 0 | 0 | 0 | 0 | 0
COLLYDENE | 11 | GLENROTHES | 326502.354 | 702983.446 | Yes | 8.5861 | 0 | 1.4775 | 8.3841 | 8.3939 | 8.383 | 8.3936 | 8.3675 | 8.3378 | 8.3069 | 8.3142 | 8.3889 | 5.3327 | 1.9612 | 0 | 8.5861 | 0 | 1.4775 | 8.3841 | 8.3939 | 8.383 | 8.3936 | 8.3675 | 8.3378 | 8.3069 | 8.3142 | 8.3889 | 5.3327 | 1.9612 | 0
COLQUHOUN STREET | 11 | STIRLING | 280094.605 | 692811.604 | Yes | 7.6337 | 0 | 0 | 0 | 0 | 0 | 0 | 0 | 0 | 0 | 0 | 0 | 0 | 0 | 0 | 20.4831 | 0 | 0 | 0 | 0 | 0 | 0 | 0 | 0 | 0 | 0 | 0 | 0 | 0 | 0
COMMERCIAL ROAD | 11 | HAWICK | 350141.183 | 614818.922 | Yes | 10.0453 | 9.9282 | 9.9018 | 9.8991 | 10.0219 | 2.2787 | 0 | 0 | 0 | 0 | 0 | 0 | 0 | 0 | 0 | 10.0453 | 9.9282 | 9.9018 | 9.8991 | 10.0219 | 2.2787 | 0 | 0 | 0 | 0 | 0 | 0 | 0 | 0 | 0
COMMON FARM | 11 | EAST KILBRIDE SOUTH | 264059.0378 | 653911.8936 | Yes | 0 | 0 | 0 | 0 | 0 | 0 | 0 | 0 | 0 | 0 | 0 | 0 | 0 | 0 | 0 | 0 | 0 | 0 | 0 | 0 | 0 | 0 | 0 | 0 | 0 | 0 | 0 | 0 | 0 | 0
CONDORRAT | 11 | CUMBERNAULD | 274173.974 | 673522.551 | Yes | 6.3631 | 0 | 0 | 0 | 0 | 0 | 0 | 0 | 0 | 0 | 0 | 0 | 0 | 0 | 0 | 6.3631 | 0 | 0 | 0 | 0 | 0 | 0 | 0 | 0 | 0 | 0 | 0 | 0 | 0 | 0
CONSETT STREET | 11 | EASTERHOUSE | 265320.697 | 665698.436 | No | 3.3405 | 3.3405 | 3.3405 | 3.3405 | 3.3289 | 3.3114 | 3.2898 | 3.2731 | 3.2555 | 3.2336 | 3.2135 | 3.1424 | 3.0258 | 1.0325 | 0 | 16.7027 | 16.7027 | 16.7027 | 16.7027 | 16.6445 | 16.5569 | 16.4492 | 16.3654 | 16.2777 | 16.1682 | 16.0675 | 15.7118 | 7.6944 | 1.0325 | 0
CORRA LINN | 11 | LINNMILL | 288430.395 | 641727.63 | Yes | 0 | 0 | 0 | 0 | 0 | 0 | 0 | 0 | 0 | 0 | 0 | 0 | 0 | 0 | 0 | 0 | 0 | 0 | 0 | 0 | 0 | 0 | 0 | 0 | 0 | 0 | 0 | 0 | 0 | 0
COUSLAND | 11 | LIVINGSTON EAST | 305687.912 | 668277.457 | Yes | 0 | 0 | 0 | 0 | 0 | 0 | 0 | 0 | 0 | 0 | 0 | 0 | 0 | 0 | 0 | 0 | 0 | 0 | 0 | 0 | 0 | 0 | 0 | 0 | 0 | 0 | 0 | 0 | 0 | 0
COWDENBEATH | 11 | WESTFIELD | 315267.288 | 691536.394 | Yes | 3.0205 | 2.8987 | 2.9045 | 2.9029 | 0 | 0 | 0 | 0 | 0 | 0 | 0 | 0 | 0 | 0 | 0 | 3.0205 | 2.8987 | 2.9045 | 2.9029 | 0 | 0 | 0 | 0 | 0 | 0 | 0 | 0 | 0 | 0 | 0
COWGATE | 11 | DEWAR PLACE | 326020.5112 | 673470.1263 | No | 4.4901 | 4.4901 | 4.4901 | 4.4873 | 4.4868 | 4.4863 | 4.4819 | 4.4813 | 4.4807 | 4.4802 | 4.4748 | 4.4679 | 4.4599 | 4.4457 | 4.4377 | 10.1278 | 10.0114 | 9.9085 | 9.8781 | 10.0234 | 10.1351 | 10.1831 | 10.2308 | 10.3471 | 10.4659 | 10.4996 | 10.7514 | 11.2348 | 11.507 | 11.4846
CRAIGDHU ROAD | 11 | DRUMCHAPEL | 254153.084 | 674203.112 | No | 9.1461 | 8.9955 | 8.9895 | 8.981 | 9.0184 | 8.9591 | 8.9093 | 8.8567 | 8.267 | 6.5805 | 4.4577 | 0 | 0 | 0 | 0 | 9.1461 | 8.9955 | 8.9895 | 8.981 | 9.0184 | 8.9591 | 8.9093 | 8.8567 | 8.267 | 6.5805 | 4.4577 | 0 | 0 | 0 | 0
CRAIGENDORAN | 11 | HELENSBURGH | 231066.769 | 682015.943 | Yes | 12.689 | 12.689 | 12.6878 | 12.6879 | 12.6731 | 12.648 | 12.6213 | 12.5952 | 12.5677 | 12.5357 | 12.5083 | 12.4197 | 9.3804 | 7.9925 | 7.2277 | 25.3758 | 25.2445 | 25.2486 | 25.2939 | 25.3503 | 25.298 | 25.2698 | 25.2389 | 23.2475 | 21.2623 | 19.0791 | 14.5404 | 9.3804 | 7.9925 | 7.2277
CRAIGNEUK | 11 | WISHAW | 277686.77 | 655490.502 | Yes | 0 | 0 | 0 | 0 | 0 | 0 | 0 | 0 | 0 | 0 | 0 | 0 | 0 | 0 | 0 | 0 | 0 | 0 | 0 | 0 | 0 | 0 | 0 | 0 | 0 | 0 | 0 | 0 | 0 | 0
CREETOWN | 11 | NEWTON STEWART | 248081.9917 | 559479.8713 | Yes | 7.4448 | 7.4173 | 7.4053 | 0 | 0 | 0 | 0 | 0 | 0 | 0 | 0 | 0 | 0 | 0 | 0 | 7.4448 | 7.4173 | 7.4053 | 0 | 0 | 0 | 0 | 0 | 0 | 0 | 0 | 0 | 0 | 0 | 0
CRONBERRY | 11 | COYLTON | 265534.663 | 626062.689 | Yes | 0 | 0 | 0 | 0 | 0 | 0 | 0 | 0 | 0 | 0 | 0 | 0 | 0 | 0 | 0 | 0 | 0 | 0 | 0 | 0 | 0 | 0 | 0 | 0 | 0 | 0 | 0 | 0 | 0 | 0
CROOKSTON | 11 | CROOKSTON A | 251943.526 | 661211.103 | Yes | 4.6361 | 4.6361 | 4.6361 | 4.635 | 4.6201 | 4.5971 | 4.5721 | 4.5485 | 4.5234 | 4.4984 | 4.4683 | 4.3908 | 4.2464 | 4.1067 | 3.9586 | 23.1806 | 23.1806 | 23.1806 | 23.1749 | 23.1007 | 22.9857 | 22.8604 | 22.7423 | 22.6171 | 22.4922 | 22.3417 | 21.9539 | 21.2322 | 20.5337 | 19.7931
CUMNOCK | 11 | COYLTON | 256307.448 | 619815.904 | Yes | 0 | 0 | 0 | 0 | 0 | 0 | 0 | 0 | 0 | 0 | 0 | 0 | 0 | 0 | 0 | 0 | 0 | 0 | 0 | 0 | 0 | 0 | 0 | 0 | 0 | 0 | 0 | 0 | 0 | 0
CUPAR | 11 | CUPAR | 336077.8335 | 713987.1492 | Yes | 9.1452 | 9.1022 | 9.098 | 9.0946 | 9.0621 | 9.0234 | 8.9813 | 8.9369 | 8.8989 | 8.8521 | 8.8061 | 8.6661 | 0 | 0 | 0 | 22.1997 | 22.0807 | 22.0993 | 22.2727 | 22.2703 | 22.3042 | 22.3531 | 22.3664 | 22.4293 | 22.4758 | 22.5298 | 21.2442 | 0 | 0 | 0
CURRIE | 11 | CURRIE | 318283.2533 | 668372.4913 | No | 0 | 0 | 0 | 0 | 0 | 0 | 0 | 0 | 0 | 0 | 0 | 0 | 0 | 0 | 0 | 0 | 0 | 0 | 0 | 0 | 0 | 0 | 0 | 0 | 0 | 0 | 0 | 0 | 0 | 0
DALBEATTIE | 11 | TONGLAND | 283323.5209 | 561124.9475 | Yes | 3.8313 | 3.3214 | 0 | 0 | 0 | 0 | 0 | 0 | 0 | 0 | 0 | 0 | 0 | 0 | 0 | 3.8313 | 3.3214 | 0 | 0 | 0 | 0 | 0 | 0 | 0 | 0 | 0 | 0 | 0 | 0 | 0
DALGETY | 11 | INVERKEITHING | 315207.7007 | 683527.3367 | Yes | 8.5269 | 8.4152 | 8.4016 | 8.3988 | 8.5121 | 8.4495 | 8.4003 | 8.3334 | 8.2909 | 8.2636 | 8.2484 | 8.3216 | 8.3854 | 7.8872 | 0 | 8.5269 | 8.4152 | 8.4016 | 8.3988 | 8.5121 | 8.4495 | 8.4003 | 8.3334 | 8.2909 | 8.2636 | 8.2484 | 8.3216 | 8.3854 | 7.8872 | 0
DALRYMPLE DRIVE | 11 | KILWINNING | 233006.419 | 639150.79 | Yes | 11.308 | 11.0135 | 11.0003 | 10.9738 | 11.0797 | 11.0855 | 11.0524 | 11.013 | 10.6458 | 7.674 | 4.5391 | 0 | 0 | 0 | 0 | 11.308 | 11.0135 | 11.0003 | 10.9738 | 11.0797 | 11.0855 | 11.0524 | 11.013 | 10.6458 | 7.674 | 4.5391 | 0 | 0 | 0 | 0
DARVEL | 11 | COYLTON | 257098.143 | 637625.186 | Yes | 0 | 0 | 0 | 0 | 0 | 0 | 0 | 0 | 0 | 0 | 0 | 0 | 0 | 0 | 0 | 0 | 0 | 0 | 0 | 0 | 0 | 0 | 0 | 0 | 0 | 0 | 0 | 0 | 0 | 0
DAVID STREET | 11 | CHARLOTTE STREET | 261301.937 | 664478.457 | No | 5.5888 | 5.5888 | 5.5888 | 5.5888 | 5.5888 | 5.5888 | 5.5888 | 5.5882 | 5.588 | 5.5882 | 5.5882 | 5.588 | 5.587 | 5.5868 | 5.5859 | 22.0126 | 21.8871 | 21.835 | 21.8381 | 21.9906 | 22.1091 | 22.23 | 22.3012 | 22.3665 | 22.4313 | 22.4958 | 22.812 | 23.3976 | 23.6805 | 23.724
DEANS | 11 | DRUMCROSS | 301815.865 | 668924.207 | Yes | 9.5263 | 8.1817 | 6.2587 | 5.3313 | 4.1481 | 2.8036 | 0 | 0 | 0 | 0 | 0 | 0 | 0 | 0 | 0 | 11.384 | 10.0526 | 8.3946 | 7.6166 | 6.8267 | 2.9161 | 0 | 0 | 0 | 0 | 0 | 0 | 0 | 0 | 0
DEANS CLOSE | 11 | HAWICK | 365117.11 | 620533.888 | Yes | 10.7028 | 10.6642 | 10.6687 | 10.7211 | 10.8009 | 2.2787 | 0 | 0 | 0 | 0 | 0 | 0 | 0 | 0 | 0 | 10.7028 | 10.6642 | 10.6687 | 10.7211 | 10.8009 | 2.2787 | 0 | 0 | 0 | 0 | 0 | 0 | 0 | 0 | 0
DEDRIDGE | 11 | LIVINGSTON EAST | 306010.0296 | 666459.7791 | Yes | 0 | 0 | 0 | 0 | 0 | 0 | 0 | 0 | 0 | 0 | 0 | 0 | 0 | 0 | 0 | 0 | 0 | 0 | 0 | 0 | 0 | 0 | 0 | 0 | 0 | 0 | 0 | 0 | 0 | 0
DENHOLM | 11 | HAWICK | 356763.7612 | 617774.969 | Yes | 2.1024 | 2.078 | 2.0892 | 2.1092 | 2.1263 | 2.0947 | 0 | 0 | 0 | 0 | 0 | 0 | 0 | 0 | 0 | 2.1024 | 2.078 | 2.0892 | 2.1092 | 2.1263 | 2.0947 | 0 | 0 | 0 | 0 | 0 | 0 | 0 | 0 | 0
DENMARK STREET | 11 | PORT DUNDAS | 259224.027 | 667945.486 | No | 0 | 0 | 0 | 0 | 0 | 0 | 0 | 0 | 0 | 0 | 0 | 0 | 0 | 0 | 0 | 0 | 0 | 0 | 0 | 0 | 0 | 0 | 0 | 0 | 0 | 0 | 0 | 0 | 0 | 0
DEWAR PLACE | 11 | DEWAR PLACE | 324478.4386 | 673284.6939 | No | 6.897 | 6.897 | 6.897 | 6.897 | 6.897 | 6.897 | 6.897 | 6.8969 | 6.8969 | 6.8969 | 6.8969 | 6.8968 | 6.8968 | 6.8967 | 6.8967 | 11.8316 | 11.6983 | 11.5611 | 11.5225 | 11.6858 | 11.7927 | 11.8482 | 11.8603 | 11.9476 | 12.0003 | 12.0423 | 12.2664 | 12.5962 | 12.82 | 12.9284
DOLLAR | 11 | DEVONSIDE | 296004.979 | 696976.894 | Yes | 13.8862 | 7.9544 | 4.6355 | 0.23434 | 0 | 0 | 0 | 0 | 0 | 0 | 0 | 0 | 0 | 0 | 0 | 13.8862 | 7.9544 | 4.6355 | 0.23434 | 0 | 0 | 0 | 0 | 0 | 0 | 0 | 0 | 0 | 0 | 0
DOUGLAS WEST | 11 | LINNMILL | 282028.1435 | 630963.276 | Yes | 0 | 0 | 0 | 0 | 0 | 0 | 0 | 0 | 0 | 0 | 0 | 0 | 0 | 0 | 0 | 0 | 0 | 0 | 0 | 0 | 0 | 0 | 0 | 0 | 0 | 0 | 0 | 0 | 0 | 0
DRUMCHAPEL ROAD | 11 | DRUMCHAPEL | 252929.2952 | 670645.141 | No | 8.942 | 8.942 | 8.942 | 8.942 | 8.9267 | 8.9094 | 8.8881 | 8.8715 | 8.267 | 6.5805 | 4.4577 | 0 | 0 | 0 | 0 | 22.0323 | 21.8552 | 21.8359 | 21.7953 | 18.8144 | 14.9333 | 12.3555 | 10.534 | 8.267 | 6.5805 | 4.4577 | 0 | 0 | 0 | 0
DRUMLEY | 11 | COYLTON | 241255.701 | 625064.261 | Yes | 0 | 0 | 0 | 0 | 0 | 0 | 0 | 0 | 0 | 0 | 0 | 0 | 0 | 0 | 0 | 0 | 0 | 0 | 0 | 0 | 0 | 0 | 0 | 0 | 0 | 0 | 0 | 0 | 0 | 0
DUMBARTON | 11 | STRATHLEVEN | 240227.055 | 675563.438 | Yes | 4.5958 | 4.4939 | 4.499 | 4.5449 | 4.5786 | 4.6082 | 4.6385 | 4.6639 | 4.703 | 4.7696 | 4.8325 | 5.0832 | 5.2098 | 5.0436 | 4.6805 | 4.5958 | 4.4939 | 4.499 | 4.5449 | 4.5786 | 4.6082 | 4.6385 | 4.6639 | 4.703 | 4.7696 | 4.8325 | 5.0832 | 5.2098 | 5.0436 | 4.6805
DUMFRIES 11kV | 11 | DUMFRIES | 298478.753 | 575953.462 | Yes | 7.0367 | 6.7943 | 6.8144 | 6.8159 | 6.7911 | 0 | 0 | 0 | 0 | 0 | 0 | 0 | 0 | 0 | 0 | 27.4203 | 26.9469 | 24.7355 | 16.3557 | 8.3841 | 0 | 0 | 0 | 0 | 0 | 0 | 0 | 0 | 0 | 0
DUNDAS STREET | 11 | WEST GEORGE STREET | 259138.95 | 665630.508 | No | 0 | 0 | 0 | 0 | 0 | 0 | 0 | 0 | 0 | 0 | 0 | 0 | 0 | 0 | 0 | 0 | 0 | 0 | 0 | 0 | 0 | 0 | 0 | 0 | 0 | 0 | 0 | 0 | 0 | 0
DUNDYVAN | 11 | COATBRIDGE | 272783.939 | 664617.252 | Yes | 4.4456 | 4.4456 | 4.4456 | 4.4456 | 4.4309 | 0 | 0 | 0 | 0 | 0 | 0 | 0 | 0 | 0 | 0 | 22.228 | 22.228 | 22.228 | 22.228 | 22.1547 | 0 | 0 | 0 | 0 | 0 | 0 | 0 | 0 | 0 | 0
DUNS | 11 | ECCLES | 379292.6002 | 653785.4536 | Yes | 7.3488 | 7.3033 | 7.292 | 7.3424 | 7.4247 | 6.5006 | 0 | 0 | 0 | 0 | 0 | 0 | 0 | 0 | 0 | 7.3488 | 7.3033 | 7.292 | 7.3424 | 7.4247 | 6.5006 | 0 | 0 | 0 | 0 | 0 | 0 | 0 | 0 | 0
DUNSCORE | 11 | DUMFRIES | 288143.4842 | 584623.3337 | Yes | 6.3003 | 6.2891 | 6.2936 | 6.3034 | 6.3149 | 0 | 0 | 0 | 0 | 0 | 0 | 0 | 0 | 0 | 0 | 6.3003 | 6.2891 | 6.2936 | 6.3034 | 6.3149 | 0 | 0 | 0 | 0 | 0 | 0 | 0 | 0 | 0 | 0
DURIE HOUSE | 11 | LEVEN | 337922.938 | 702480.652 | Yes | 8.8438 | 8.2654 | 4.2621 | 0 | 0 | 0 | 0 | 0 | 0 | 0 | 0 | 0 | 0 | 0 | 0 | 8.8438 | 8.2654 | 4.2621 | 0 | 0 | 0 | 0 | 0 | 0 | 0 | 0 | 0 | 0 | 0 | 0
EARLS ROAD | 11 | BAINSFORD | 292269.7366 | 681921.9291 | Yes | 8.332 | 8.2411 | 8.1855 | 8.1703 | 0 | 0 | 0 | 0 | 0 | 0 | 0 | 0 | 0 | 0 | 0 | 8.332 | 8.2411 | 8.1855 | 8.1703 | 0 | 0 | 0 | 0 | 0 | 0 | 0 | 0 | 0 | 0 | 0
EARLSTON (BORDERS) | 11 | GALASHIELS | 358013.603 | 638522.1 | Yes | 1.1958 | 1.1469 | 0 | 0 | 0 | 0 | 0 | 0 | 0 | 0 | 0 | 0 | 0 | 0 | 0 | 1.1958 | 1.1469 | 0 | 0 | 0 | 0 | 0 | 0 | 0 | 0 | 0 | 0 | 0 | 0 | 0
EARLSTOUN HYDRO | 11 | EARLSTOUN HYDRO | 261389.3718 | 581925.3077 | No | 1.1092 | 1.0129 | 0.64103 | 0.30608 | 0 | 0 | 0 | 0 | 0 | 0 | 0 | 0 | 0 | 0 | 0 | 1.1092 | 1.0129 | 0.64103 | 0.30608 | 0 | 0 | 0 | 0 | 0 | 0 | 0 | 0 | 0 | 0 | 0
EAST LINTON | 11 | DUNBAR A | 358505.528 | 676930.318 | Yes | 2.2593 | 0 | 0 | 0 | 0 | 0 | 0 | 0 | 0 | 0 | 0 | 0 | 0 | 0 | 0 | 2.2593 | 0 | 0 | 0 | 0 | 0 | 0 | 0 | 0 | 0 | 0 | 0 | 0 | 0 | 0
EAST MAINS | 11 | BROXBURN | 309501.321 | 672490.106 | Yes | 9.3725 | 7.8883 | 6.4285 | 4.9969 | 3.6547 | 0 | 0 | 0 | 0 | 0 | 0 | 0 | 0 | 0 | 0 | 9.3725 | 7.8883 | 6.4285 | 4.9969 | 3.6547 | 0 | 0 | 0 | 0 | 0 | 0 | 0 | 0 | 0 | 0
EAST TRINITY ROAD | 6.6 | SHRUBHILL | 324812.088 | 676447.157 | No | 10.6948 | 10.6948 | 10.6948 | 10.6921 | 10.6873 | 10.6743 | 10.6676 | 10.6566 | 10.6446 | 10.6321 | 10.6193 | 10.5787 | 10.4858 | 10.3956 | 10.3045 | 25.7588 | 25.7908 | 25.8064 | 25.8456 | 25.8602 | 25.8614 | 25.8902 | 25.9213 | 25.9464 | 26.002 | 26.0397 | 26.1129 | 26.0649 | 25.9596 | 25.6795
EASTER ROAD | 11 | SHRUBHILL | 327010.943 | 674898.221 | No | 8.5015 | 8.4091 | 8.3716 | 8.3446 | 8.3785 | 8.4107 | 8.4406 | 8.4563 | 8.4967 | 8.5984 | 8.637 | 8.7714 | 9.0963 | 9.2826 | 9.3619 | 8.5015 | 8.4091 | 8.3716 | 8.3446 | 8.3785 | 8.4107 | 8.4406 | 8.4563 | 8.4967 | 8.5984 | 8.637 | 8.7714 | 9.0963 | 9.2826 | 9.3619
EASTERCRAIGS | 11 | DALMARNOCK | 261876.143 | 665565.831 | Yes | 9.5771 | 9.5771 | 9.5771 | 9.5771 | 9.5771 | 9.5614 | 9.5396 | 9.5212 | 9.5074 | 9.4911 | 9.481 | 9.4458 | 9.4016 | 9.3643 | 9.3322 | 22.799 | 22.5837 | 22.4918 | 22.4011 | 22.4666 | 22.429 | 22.3886 | 22.3202 | 22.3416 | 22.4253 | 22.502 | 22.6152 | 22.651 | 19.5749 | 21.3557
ECKFORD STREET | 11 | CARNTYNE | 264147.386 | 663766.231 | Yes | 8.4593 | 8.3916 | 8.3916 | 8.3916 | 8.3916 | 8.3894 | 8.3788 | 8.3658 | 8.3532 | 8.341 | 8.3232 | 8.2661 | 8.1688 | 8.0644 | 7.9565 | 19.4119 | 19.1991 | 19.1191 | 19.0719 | 19.173 | 19.2363 | 19.2855 | 19.2969 | 19.2722 | 19.2761 | 19.2726 | 19.3298 | 19.451 | 19.1512 | 18.5901
ELIZABETH STREET | 6.6 | GOVAN | 256231.146 | 664475.78 | Yes | 4.8419 | 4.7422 | 4.6626 | 4.7286 | 4.8668 | 4.9831 | 4.9996 | 4.9827 | 5.0002 | 5.0512 | 5.0798 | 5.1298 | 5.3199 | 5.4895 | 5.5257 | 4.8419 | 4.7422 | 4.6626 | 4.7286 | 4.8668 | 4.9831 | 4.9996 | 4.9827 | 5.0002 | 5.0512 | 5.0798 | 5.1298 | 5.3199 | 5.4895 | 5.5257
ELLIOT STREET | 11 | WEST GEORGE STREET | 257536.606 | 665510.73 | No | 8.0148 | 7.9486 | 7.8824 | 7.8163 | 7.7501 | 7.6839 | 7.6178 | 7.5516 | 7.5516 | 7.5516 | 7.5516 | 7.5516 | 7.5516 | 7.5516 | 7.5516 | 11.2135 | 10.7325 | 10.2704 | 9.9011 | 9.7431 | 9.5152 | 9.1782 | 8.8447 | 8.8946 | 9.0035 | 9.0801 | 9.2682 | 9.5628 | 9.7775 | 9.797
ERSKINE | 11 | ERSKINE | 246290 | 670590 | Yes | 0.7367 | 0.58044 | 0.42233 | 0.25417 | 0.071504 | 0 | 0 | 0 | 0 | 0 | 0 | 0 | 0 | 0 | 0 | 3.6835 | 2.9022 | 2.1117 | 1.2708 | 0.35752 | 0 | 0 | 0 | 0 | 0 | 0 | 0 | 0 | 0 | 0
EYEMOUTH | 11 | BERWICK | 393717.754 | 664028.547 | Yes | 0 | 0 | 0 | 0 | 0 | 0 | 0 | 0 | 0 | 0 | 0 | 0 | 0 | 0 | 0 | 0 | 0 | 0 | 0 | 0 | 0 | 0 | 0 | 0 | 0 | 0 | 0 | 0 | 0 | 0
FAIRLIE | 11 | SALTCOATS B | 221088.874 | 655811.283 | Yes | 7.0398 | 7.002 | 7.0039 | 7.0201 | 6.9077 | 4.0158 | 1.9293 | 0.2417 | 0 | 0 | 0 | 0 | 0 | 0 | 0 | 7.0398 | 7.002 | 7.0039 | 7.0201 | 6.9077 | 4.0158 | 1.9293 | 0.2417 | 0 | 0 | 0 | 0 | 0 | 0 | 0
FALKIRK | 11 | BONNYBRIDGE | 288699.525 | 679388.98 | Yes | 5.5252 | 0 | 0 | 0 | 0 | 0 | 0 | 0 | 0 | 0 | 0 | 0 | 0 | 0 | 0 | 5.5252 | 0 | 0 | 0 | 0 | 0 | 0 | 0 | 0 | 0 | 0 | 0 | 0 | 0 | 0
FAULDHEAD | 11 | COYLTON | 273122.6158 | 612479.9329 | Yes | 0 | 0 | 0 | 0 | 0 | 0 | 0 | 0 | 0 | 0 | 0 | 0 | 0 | 0 | 0 | 0 | 0 | 0 | 0 | 0 | 0 | 0 | 0 | 0 | 0 | 0 | 0 | 0 | 0 | 0
FINNOCK BOG | 11 | SPANGO VALLEY | 220351.198 | 670969.426 | Yes | 10.4902 | 10.4481 | 10.4531 | 10.4706 | 10.4672 | 10.4637 | 10.4564 | 10.4447 | 10.4574 | 10.441 | 10.4579 | 10.5532 | 10.6579 | 10.4533 | 10.1738 | 10.4902 | 10.4481 | 10.4531 | 10.4706 | 10.4672 | 10.4637 | 10.4564 | 10.4447 | 10.4574 | 10.441 | 10.4579 | 10.5532 | 10.6579 | 10.4533 | 10.1738
FIRHILL ROAD | 11 | KILLERMONT | 258156.887 | 667591.503 | Yes | 8.4339 | 8.4339 | 8.4339 | 8.4339 | 8.433 | 8.4286 | 8.4208 | 8.4177 | 8.4146 | 8.4072 | 8.4048 | 8.3936 | 8.3812 | 8.364 | 8.3541 | 22.5957 | 22.4803 | 22.4722 | 22.4623 | 22.5336 | 22.5742 | 22.6198 | 22.6698 | 22.7629 | 22.8756 | 22.9255 | 23.1638 | 23.7386 | 24.148 | 24.4212
FLEMINGTON STREET | 11 | PORT DUNDAS | 260615.404 | 667405.598 | No | 0 | 0 | 0 | 0 | 0 | 0 | 0 | 0 | 0 | 0 | 0 | 0 | 0 | 0 | 0 | 0 | 0 | 0 | 0 | 0 | 0 | 0 | 0 | 0 | 0 | 0 | 0 | 0 | 0 | 0
FORGAN | 11 | CUPAR | 343651.5622 | 724817.0595 | Yes | 6.4872 | 6.0338 | 5.8736 | 5.7612 | 5.8298 | 5.8385 | 5.843 | 5.8489 | 5.8566 | 5.8957 | 5.9478 | 6.1723 | 0 | 0 | 0 | 6.4872 | 6.0338 | 5.8736 | 5.7612 | 5.8298 | 5.8385 | 5.843 | 5.8489 | 5.8566 | 5.8957 | 5.9478 | 6.1723 | 0 | 0 | 0
FORTH | 11 | NEWARTHILL | 293120.478 | 653513.837 | Yes | 0 | 0 | 0 | 0 | 0 | 0 | 0 | 0 | 0 | 0 | 0 | 0 | 0 | 0 | 0 | 0 | 0 | 0 | 0 | 0 | 0 | 0 | 0 | 0 | 0 | 0 | 0 | 0 | 0 | 0
FORTH STREET | 11 | STIRLING | 279767.5426 | 694155.0141 | Yes | 6.0705 | 0 | 0 | 0 | 0 | 0 | 0 | 0 | 0 | 0 | 0 | 0 | 0 | 0 | 0 | 6.0705 | 0 | 0 | 0 | 0 | 0 | 0 | 0 | 0 | 0 | 0 | 0 | 0 | 0 | 0
FOXBAR | 11 | ELDERSLIE | 245949.243 | 661977.839 | Yes | 8.5414 | 8.4182 | 8.4182 | 8.4692 | 8.5237 | 8.4942 | 8.4906 | 8.4454 | 8.4003 | 8.388 | 8.3885 | 8.1811 | 5.999 | 5.8591 | 7.2228 | 8.5414 | 8.4182 | 8.4182 | 8.4692 | 8.5237 | 8.4942 | 8.4906 | 8.4454 | 8.4003 | 8.388 | 8.3885 | 8.1811 | 5.999 | 5.8591 | 7.2228
FRANKFIELD | 11 | WESTBURN ROAD (CLYDE'S MILL) | 264720.885 | 665169.928 | No | 10.0557 | 9.8871 | 9.8697 | 9.8682 | 9.9886 | 10.0166 | 10.0246 | 10.0306 | 10.0187 | 10.0802 | 10.101 | 10.2481 | 7.6944 | 1.0325 | 0 | 10.0557 | 9.8871 | 9.8697 | 9.8682 | 9.9886 | 10.0166 | 10.0246 | 10.0306 | 10.0187 | 10.0802 | 10.101 | 10.2856 | 7.6944 | 1.0325 | 0
FROGSTON ROAD EAST | 11 | KAIMES | 327134.603 | 668013.535 | Yes | 13.6797 | 13.6195 | 13.6129 | 13.6014 | 13.5905 | 0 | 0 | 0 | 0 | 0 | 0 | 0 | 0 | 0 | 0 | 13.9854 | 13.7098 | 13.6715 | 13.6236 | 13.6656 | 0 | 0 | 0 | 0 | 0 | 0 | 0 | 0 | 0 | 0
GARELOCHHEAD | 11 | HELENSBURGH | 223980.913 | 691436.848 | Yes | 9.2481 | 9.2389 | 9.241 | 9.261 | 9.2757 | 9.2439 | 9.2265 | 9.1938 | 9.1766 | 9.1297 | 9.1042 | 9.0948 | 9.0438 | 7.9925 | 7.2277 | 9.2481 | 9.2389 | 9.241 | 9.261 | 9.2757 | 9.2439 | 9.2265 | 9.1938 | 9.1766 | 9.1297 | 9.1042 | 9.0948 | 9.0438 | 7.9925 | 7.2277
GARTARRY | 11 | DEVONSIDE | 293301.322 | 690889.581 | Yes | 9.7478 | 7.9544 | 4.6355 | 0.23434 | 0 | 0 | 0 | 0 | 0 | 0 | 0 | 0 | 0 | 0 | 0 | 9.7478 | 7.9544 | 4.6355 | 0.23434 | 0 | 0 | 0 | 0 | 0 | 0 | 0 | 0 | 0 | 0 | 0
GARTSHERRIE | 11 | EASTERHOUSE | 272844.148 | 666357.388 | No | 10.5424 | 10.5424 | 10.5412 | 10.5413 | 10.5263 | 10.5084 | 10.4853 | 10.464 | 10.4372 | 10.4106 | 10.3839 | 10.308 | 7.6944 | 1.0325 | 0 | 22.1205 | 22.0997 | 22.1727 | 22.2999 | 22.3696 | 22.483 | 22.5795 | 22.6916 | 22.8262 | 22.9694 | 21.709 | 16.0482 | 7.6944 | 1.0325 | 0
GATEHOUSE | 11 | TONGLAND | 259834.269 | 556464.953 | Yes | 7.8185 | 3.3214 | 0 | 0 | 0 | 0 | 0 | 0 | 0 | 0 | 0 | 0 | 0 | 0 | 0 | 7.8185 | 3.3214 | 0 | 0 | 0 | 0 | 0 | 0 | 0 | 0 | 0 | 0 | 0 | 0 | 0
GAUZE ROAD | 11 | GRANGEMOUTH | 300292.9545 | 680790.5824 | No | 13.7624 | 13.6742 | 13.6328 | 13.6135 | 0 | 0 | 0 | 0 | 0 | 0 | 0 | 0 | 0 | 0 | 0 | 13.7624 | 13.6742 | 13.6328 | 13.6135 | 0 | 0 | 0 | 0 | 0 | 0 | 0 | 0 | 0 | 0 | 0
GEORGE SQUARE LANE | 11 | WHITEHOUSE | 325707.789 | 672823.283 | No | 0 | 0 | 0 | 7.2781 | 7.2765 | 7.2732 | 7.2662 | 7.2637 | 7.2613 | 7.2545 | 7.2526 | 7.2425 | 7.2312 | 7.2148 | 7.2054 | 0 | 0 | 0 | 7.8781 | 8.0215 | 8.0902 | 8.1309 | 8.1132 | 8.1913 | 8.3609 | 8.4352 | 8.6249 | 9.0495 | 9.2221 | 9.1646
GIRTHILL | 11 | JOHNSTONE | 238773.81 | 666739.382 | Yes | 10.6629 | 10.5465 | 10.5378 | 10.4902 | 10.5208 | 10.4919 | 10.4276 | 10.3547 | 10.3012 | 10.2472 | 10.2131 | 7.5879 | 2.1178 | 0 | 0 | 10.6629 | 10.5465 | 10.5378 | 10.4902 | 10.5208 | 10.4919 | 10.4276 | 10.3547 | 10.3012 | 10.2472 | 10.2131 | 7.5879 | 2.1178 | 0 | 0
GIRVAN | 11 | MAYBOLE | 220646.555 | 600277.225 | Yes | 0 | 0 | 0 | 0 | 0 | 0 | 0 | 0 | 0 | 0 | 0 | 0 | 0 | 0 | 0 | 0 | 0 | 0 | 0 | 0 | 0 | 0 | 0 | 0 | 0 | 0 | 0 | 0 | 0 | 0
GLASGOW AIRPORT | 11 | PAISLEY | 247312.3172 | 665793.6524 | Yes | 2.2482 | 2.0465 | 1.8439 | 1.6432 | 1.4415 | 1.2398 | 1.0381 | 0.83527 | 0.83446 | 0.82896 | 0.82316 | 0 | 0 | 0 | 0 | 11.241 | 10.2326 | 9.2196 | 8.2158 | 7.2074 | 6.199 | 5.1906 | 4.1764 | 4.1723 | 2.8454 | 1.0203 | 0 | 0 | 0 | 0
GLENBURN | 11 | ELDERSLIE | 247480 | 661590 | Yes | 8.5991 | 8.5991 | 8.5991 | 8.5991 | 8.5871 | 8.5664 | 8.5418 | 8.5177 | 8.4968 | 8.4716 | 8.4463 | 8.1811 | 5.999 | 5.8591 | 7.2228 | 10.1127 | 9.981 | 9.9857 | 10.0066 | 10.0483 | 9.9957 | 9.9328 | 9.8733 | 9.8358 | 9.8191 | 9.8 | 8.1811 | 5.999 | 5.8591 | 7.2228
GLENDINNING TERRACE | 11 | GALASHIELS | 348376.046 | 637126.381 | Yes | 1.0158 | 1.0191 | 0 | 0 | 0 | 0 | 0 | 0 | 0 | 0 | 0 | 0 | 0 | 0 | 0 | 1.0158 | 1.0191 | 0 | 0 | 0 | 0 | 0 | 0 | 0 | 0 | 0 | 0 | 0 | 0 | 0
GLENGALL | 11 | AYR | 234863.557 | 618528.118 | Yes | 10.9076 | 11.0734 | 11.0703 | 11.0516 | 11.0233 | 10.988 | 10.9485 | 2.5213 | 0 | 0 | 0 | 0 | 0 | 0 | 0 | 10.9076 | 23.4471 | 23.4342 | 23.4 | 23.4047 | 23.3344 | 15.3184 | 2.5213 | 0 | 0 | 0 | 0 | 0 | 0 | 0
GLENLEE HYDRO | 11 | GLENLEE HYDRO | 260608.617 | 580544.207 | No | 7.454 | 7.403 | 7.3765 | 7.3462 | 7.3066 | 7.3245 | 7.312 | 7.2792 | 6.9657 | 6.6285 | 6.3039 | 5.2683 | 4.3514 | 0.83879 | 0 | 7.454 | 7.403 | 7.3765 | 7.3462 | 7.3066 | 7.3245 | 7.312 | 7.2792 | 6.9657 | 6.6285 | 6.3039 | 5.2683 | 4.3514 | 0.83879 | 0
GLENLUCE | 11 | GLENLUCE | 219962.691 | 557741.299 | Yes | 0 | 0 | 0 | 0 | 0 | 0 | 0 | 0 | 0 | 0 | 0 | 0 | 0 | 0 | 0 | 0 | 0 | 0 | 0 | 0 | 0 | 0 | 0 | 0 | 0 | 0 | 0 | 0 | 0 | 0
GLENWOOD | 11 | GLENROTHES | 325060 | 701110 | Yes | 0 | 0 | 0 | 0 | 0 | 0 | 0 | 0 | 0 | 0 | 0 | 0 | 0 | 0 | 0 | 0 | 0 | 0 | 0 | 0 | 0 | 0 | 0 | 0 | 0 | 0 | 0 | 0 | 0 | 0
GORDON | 11 | ECCLES | 365109.274 | 643585.984 | Yes | 0.61678 | 0.58576 | 0.57244 | 0.58852 | 0.60494 | 0.59157 | 0 | 0 | 0 | 0 | 0 | 0 | 0 | 0 | 0 | 0.61678 | 0.58576 | 0.57244 | 0.58852 | 0.60494 | 0.59157 | 0 | 0 | 0 | 0 | 0 | 0 | 0 | 0 | 0
GORGIE | 11 | GORGIE | 322835.201 | 672171.755 | No | 8.8404 | 8.8404 | 8.8404 | 8.8404 | 8.8404 | 8.8404 | 8.8404 | 8.8404 | 8.8364 | 8.8303 | 8.8239 | 8.8092 | 8.7745 | 8.7444 | 8.7079 | 11.2779 | 11.1002 | 10.9842 | 10.9044 | 11.0015 | 11.0716 | 11.1427 | 11.1667 | 11.2477 | 11.3919 | 11.4227 | 11.5886 | 11.9056 | 12.0009 | 11.8309
GRANT STREET | 11 | PORT DUNDAS | 258006.093 | 666353.651 | No | 0 | 0 | 0 | 0 | 0 | 0 | 0 | 0 | 0 | 0 | 0 | 0 | 0 | 0 | 0 | 0 | 0 | 0 | 0 | 0 | 0 | 0 | 0 | 0 | 0 | 0 | 0 | 0 | 0 | 0
GRANTON PARK AVENUE | 11 | DEWAR PLACE | 323130.646 | 676989.431 | No | 12.1428 | 12.1428 | 12.1428 | 12.1428 | 12.1428 | 12.1428 | 12.1428 | 12.1427 | 12.1427 | 12.1427 | 12.1427 | 12.1426 | 12.1426 | 12.1425 | 12.1425 | 24.6105 | 24.5864 | 24.5793 | 24.5791 | 24.6003 | 24.6123 | 24.6284 | 24.6264 | 24.6337 | 24.6602 | 24.6688 | 24.7123 | 24.8523 | 24.9801 | 25.0161
GRASSYARDS | 11 | KILMARNOCK TOWN | 243692.138 | 638438.127 | Yes | 0 | 0 | 0 | 0 | 0 | 0 | 0 | 0 | 0 | 0 | 0 | 0 | 0 | 0 | 0 | 0 | 0 | 0 | 0 | 0 | 0 | 0 | 0 | 0 | 0 | 0 | 0 | 0 | 0 | 0
GREENFAULDS | 11 | CUMBERNAULD | 275840 | 673440 | Yes | 6.5668 | 0 | 0 | 0 | 0 | 0 | 0 | 0 | 0 | 0 | 0 | 0 | 0 | 0 | 0 | 7.5873 | 0 | 0 | 0 | 0 | 0 | 0 | 0 | 0 | 0 | 0 | 0 | 0 | 0 | 0
GREENLAW | 11 | ECCLES | 371012.958 | 646202.474 | Yes | 0.36323 | 0.34259 | 0.33487 | 0.34668 | 0.36546 | 0.35678 | 0 | 0 | 0 | 0 | 0 | 0 | 0 | 0 | 0 | 0.36323 | 0.34259 | 0.33487 | 0.34668 | 0.36546 | 0.35678 | 0 | 0 | 0 | 0 | 0 | 0 | 0 | 0 | 0
GRETNA | 11 | CHAPELCROSS | 331686.508 | 566661.742 | Yes | 0 | 0 | 0 | 0 | 0 | 0 | 0 | 0 | 0 | 0 | 0 | 0 | 0 | 0 | 0 | 0 | 0 | 0 | 0 | 0 | 0 | 0 | 0 | 0 | 0 | 0 | 0 | 0 | 0 | 0
GYLEMUIR | 11 | SIGHTHILL | 318993.382 | 672762.996 | No | 8.8377 | 8.7606 | 8.7265 | 9.1214 | 9.5699 | 9.6942 | 9.6786 | 9.6592 | 9.643 | 9.6191 | 9.6 | 9.5312 | 9.4171 | 9.3013 | 7.8343 | 8.8377 | 8.7606 | 8.7265 | 9.1214 | 9.5699 | 9.9205 | 9.91 | 9.851 | 9.8071 | 9.7537 | 9.7397 | 9.7277 | 9.7806 | 9.5854 | 7.8343
HAGGS ROAD | 11 | HAGGS ROAD | 256330 | 661870 | No | 11.7364 | 11.7364 | 11.7364 | 11.7333 | 11.7275 | 11.7209 | 11.7141 | 11.7029 | 11.6954 | 11.6831 | 11.6755 | 11.6411 | 11.5897 | 11.5209 | 11.4514 | 23.2746 | 23.146 | 23.0846 | 23.0333 | 23.0947 | 23.1328 | 23.1824 | 23.1932 | 23.2321 | 23.2297 | 23.2667 | 23.4014 | 23.6542 | 23.4655 | 23.0991
HAMILTON | 11 | STRATHAVEN | 271580.858 | 655674.581 | Yes | 0 | 0 | 0 | 0 | 0 | 0 | 0 | 0 | 0 | 0 | 0 | 0 | 0 | 0 | 0 | 0 | 0 | 0 | 0 | 0 | 0 | 0 | 0 | 0 | 0 | 0 | 0 | 0 | 0 | 0
HEATHFIELD | 11 | AYR | 235496.024 | 623758.288 | Yes | 8.8788 | 8.7915 | 8.7703 | 8.7848 | 8.872 | 8.8446 | 8.8689 | 2.5213 | 0 | 0 | 0 | 0 | 0 | 0 | 0 | 8.8788 | 8.7915 | 8.7703 | 8.7848 | 8.872 | 8.8446 | 8.8689 | 2.5213 | 0 | 0 | 0 | 0 | 0 | 0 | 0
HEATHHALL | 11 | DUMFRIES | 299020.96 | 578810.338 | Yes | 6.4652 | 6.328 | 6.328 | 6.328 | 6.3145 | 0 | 0 | 0 | 0 | 0 | 0 | 0 | 0 | 0 | 0 | 17.3656 | 17.1409 | 17.1337 | 16.3557 | 8.3841 | 0 | 0 | 0 | 0 | 0 | 0 | 0 | 0 | 0 | 0
HECLA AVENUE | 11 | DRUMCHAPEL | 251640.639 | 671137.834 | No | 10.6567 | 10.6567 | 10.6567 | 10.6567 | 10.6567 | 10.6463 | 10.6394 | 10.534 | 8.267 | 6.5805 | 4.4577 | 0 | 0 | 0 | 0 | 21.391 | 21.3023 | 21.2942 | 21.2788 | 18.8144 | 14.9333 | 12.3555 | 10.534 | 8.267 | 6.5805 | 4.4577 | 0 | 0 | 0 | 0
HELEN STREET | 6.6 | GOVAN | 255113.24 | 664857.264 | Yes | 12.6792 | 12.6792 | 12.6792 | 12.6792 | 12.6792 | 12.6792 | 12.6792 | 12.6792 | 12.6792 | 12.6792 | 12.6792 | 12.6746 | 12.6612 | 12.6533 | 12.639 | 22.5994 | 22.5227 | 22.4812 | 22.4642 | 22.5328 | 22.5786 | 22.6306 | 22.6663 | 22.7234 | 22.7675 | 22.8137 | 22.9808 | 23.2472 | 23.3497 | 23.3672
HENDERSON ROW | 6.6 | SHRUBHILL | 324964.141 | 674723.891 | No | 8.8912 | 8.8912 | 8.8912 | 8.8912 | 8.8912 | 8.8892 | 8.8843 | 8.8833 | 8.8778 | 8.8768 | 8.8709 | 8.8574 | 8.8359 | 8.8137 | 8.7914 | 26.0347 | 25.8962 | 25.816 | 25.7637 | 25.816 | 25.8378 | 25.8611 | 25.8836 | 25.9306 | 26.0145 | 26.0233 | 26.1322 | 26.3653 | 26.4092 | 26.3055
HIGH BLANTYRE | 11 | EAST KILBRIDE | 269337.345 | 656506.322 | Yes | 0 | 0 | 0 | 0 | 0 | 0 | 0 | 0 | 0 | 0 | 0 | 0 | 0 | 0 | 0 | 0 | 0 | 0 | 0 | 0 | 0 | 0 | 0 | 0 | 0 | 0 | 0 | 0 | 0 | 0
HIGH MAINS MILTON | 11 | STRATHLEVEN | 241709.859 | 674558.218 | Yes | 9.4628 | 9.4628 | 9.4625 | 9.4562 | 9.4448 | 9.4283 | 9.4104 | 9.3933 | 9.3707 | 9.3476 | 9.3241 | 9.2494 | 9.1275 | 8.9966 | 8.8719 | 10.6902 | 10.6242 | 10.6436 | 10.6701 | 10.6677 | 10.6495 | 10.6442 | 10.6397 | 10.6099 | 10.6066 | 10.6225 | 10.7769 | 11.0484 | 10.8248 | 10.501
HORNCLIFFE | 11 | BERWICK | 393155.951 | 649771.885 | Yes | 0 | 0 | 0 | 0 | 0 | 0 | 0 | 0 | 0 | 0 | 0 | 0 | 0 | 0 | 0 | 0 | 0 | 0 | 0 | 0 | 0 | 0 | 0 | 0 | 0 | 0 | 0 | 0 | 0 | 0
HUNTER | 11 | EAST KILBRIDE | 265301.9361 | 655105.641 | Yes | 0 | 0 | 0 | 0 | 0 | 0 | 0 | 0 | 0 | 0 | 0 | 0 | 0 | 0 | 0 | 0 | 0 | 0 | 0 | 0 | 0 | 0 | 0 | 0 | 0 | 0 | 0 | 0 | 0 | 0
HUNTER STREET | 11 | CHARLOTTE STREET | 260309.3227 | 665122.9572 | No | 7.3162 | 7.3162 | 7.3162 | 7.3162 | 7.3162 | 7.3162 | 7.3162 | 7.3162 | 7.3162 | 7.3162 | 7.3162 | 7.3162 | 7.3162 | 7.3162 | 7.3162 | 11.4747 | 11.322 | 11.1837 | 11.1485 | 11.3435 | 11.4546 | 11.452 | 11.4646 | 11.5328 | 11.6572 | 11.7442 | 11.9554 | 12.3524 | 12.6458 | 12.7992
HUNTERSTON (PRIMARY) | 11 | HUNTERSTON FARM | 218649.107 | 651658.96 | No | 4.8781 | 4.8132 | 4.7818 | 4.7969 | 4.8076 | 4.7905 | 4.7719 | 4.7457 | 4.7195 | 4.6985 | 4.6788 | 4.6852 | 4.8337 | 0 | 0 | 4.8781 | 4.8132 | 4.7818 | 4.7969 | 4.8076 | 4.7905 | 4.7719 | 4.7457 | 4.7195 | 4.6985 | 4.6788 | 4.6852 | 4.8337 | 0 | 0
INVERKIP ROAD | 11 | SPANGO VALLEY | 223302.77 | 674233.614 | Yes | 11.2283 | 11.0603 | 10.8887 | 10.7218 | 10.5494 | 10.3788 | 10.3674 | 10.3598 | 10.3501 | 10.3417 | 10.336 | 10.3065 | 10.2543 | 10.2008 | 10.1439 | 21.5893 | 21.4205 | 21.2835 | 21.1894 | 21.0595 | 20.9444 | 20.9694 | 20.9856 | 21.0063 | 21.029 | 21.0816 | 21.2465 | 21.5157 | 21.5593 | 21.65
IRVINE | 11 | KILWINNING | 232091.841 | 637937.447 | Yes | 6.9732 | 6.9732 | 6.9732 | 6.9732 | 6.9732 | 6.9678 | 6.9637 | 6.9606 | 6.9576 | 6.9502 | 4.5391 | 0 | 0 | 0 | 0 | 11.0907 | 10.9292 | 10.7988 | 10.7825 | 11.0034 | 11.1267 | 11.2203 | 11.2249 | 10.6458 | 7.674 | 4.5391 | 0 | 0 | 0 | 0
JACKTON | 11 | EAST KILBRIDE SOUTH | 259339 | 653106 | Yes | 0 | 0 | 0 | 0 | 0 | 0 | 0 | 0 | 0 | 0 | 0 | 0 | 0 | 0 | 0 | 0 | 0 | 0 | 0 | 0 | 0 | 0 | 0 | 0 | 0 | 0 | 0 | 0 | 0 | 0
JOHNSTONE (PRIMARY) | 11 | JOHNSTONE | 243233.736 | 663273.42 | Yes | 2.9849 | 2.9849 | 2.9849 | 2.9809 | 2.9712 | 2.9535 | 2.9387 | 2.9243 | 2.909 | 2.889 | 2.8705 | 2.8087 | 2.1178 | 0 | 0 | 14.9245 | 14.9245 | 14.9245 | 14.9044 | 14.8558 | 14.7675 | 14.6935 | 14.6214 | 14.545 | 14.0603 | 12.1765 | 7.5879 | 2.1178 | 0 | 0
KELLIEBANK | 11 | DEVONSIDE | 287826.949 | 692479.885 | Yes | 10.152 | 7.9544 | 4.6355 | 0.23434 | 0 | 0 | 0 | 0 | 0 | 0 | 0 | 0 | 0 | 0 | 0 | 10.152 | 7.9544 | 4.6355 | 0.23434 | 0 | 0 | 0 | 0 | 0 | 0 | 0 | 0 | 0 | 0 | 0
KELTY | 11 | WESTFIELD | 315449.805 | 694751.3845 | Yes | 10.7583 | 10.6198 | 10.6096 | 6.4879 | 0 | 0 | 0 | 0 | 0 | 0 | 0 | 0 | 0 | 0 | 0 | 10.7583 | 10.6198 | 10.6096 | 6.4879 | 0 | 0 | 0 | 0 | 0 | 0 | 0 | 0 | 0 | 0 | 0
KELVIN | 11 | EAST KILBRIDE SOUTH | 263737.0055 | 652770.3129 | Yes | 0 | 0 | 0 | 0 | 0 | 0 | 0 | 0 | 0 | 0 | 0 | 0 | 0 | 0 | 0 | 0 | 0 | 0 | 0 | 0 | 0 | 0 | 0 | 0 | 0 | 0 | 0 | 0 | 0 | 0
KELVINSIDE | 11 | PARTICK | 255620 | 667770 | No | 9.9073 | 9.9073 | 9.9053 | 9.8991 | 9.8943 | 9.8814 | 9.8706 | 9.855 | 9.8424 | 9.8215 | 9.8049 | 9.7424 | 9.6348 | 9.5233 | 9.4039 | 25.7387 | 25.3849 | 25.202 | 25.0175 | 25.0981 | 25.1066 | 25.1407 | 25.1082 | 25.2107 | 25.3525 | 25.3591 | 25.4269 | 25.6561 | 25.4737 | 24.8291
KENDOON HYDRO | 11 | KENDOON HYDRO | 260529.5795 | 587677.0601 | No | 5.1454 | 5.0899 | 5.0589 | 5.0234 | 4.9974 | 5.0096 | 5.0111 | 4.9914 | 4.9773 | 4.9601 | 4.9331 | 4.8878 | 4.9713 | 3.959 | 1.3993 | 5.1454 | 5.0899 | 5.0589 | 5.0234 | 4.9974 | 5.0096 | 5.0111 | 4.9914 | 4.9773 | 4.9601 | 4.9331 | 4.8878 | 4.9713 | 3.959 | 1.3993
KENNISHEAD AVENUE | 11 | CROOKSTON A | 254390 | 660210 | Yes | 9.5237 | 9.3345 | 9.324 | 9.315 | 9.3662 | 9.3798 | 9.3837 | 9.3122 | 9.2696 | 9.245 | 9.2188 | 9.2442 | 9.4051 | 9.4381 | 9.1941 | 9.5237 | 9.3345 | 9.324 | 9.315 | 9.3662 | 9.3798 | 9.3837 | 9.3122 | 9.2696 | 9.245 | 9.2188 | 9.2442 | 9.4051 | 9.4381 | 9.1941
KILBIRNIE | 11 | SALTCOATS B | 231340 | 652979.997 | Yes | 6.4082 | 5.1464 | 5.5353 | 5.6933 | 5.8361 | 4.0158 | 1.9293 | 0.2417 | 0 | 0 | 0 | 0 | 0 | 0 | 0 | 6.4082 | 5.1464 | 5.5353 | 5.6933 | 5.8361 | 4.0158 | 1.9293 | 0.2417 | 0 | 0 | 0 | 0 | 0 | 0 | 0
KILBOWIE | 11 | KILBOWIE | 249429.505 | 672153.368 | Yes | 0 | 0 | 0 | 0 | 0 | 0 | 0 | 0 | 0 | 0 | 0 | 0 | 0 | 0 | 0 | 0 | 0 | 0 | 0 | 0 | 0 | 0 | 0 | 0 | 0 | 0 | 0 | 0 | 0 | 0
KILDRUM | 11 | CUMBERNAULD | 276672.941 | 674792.869 | Yes | 0 | 0 | 0 | 0 | 0 | 0 | 0 | 0 | 0 | 0 | 0 | 0 | 0 | 0 | 0 | 0 | 0 | 0 | 0 | 0 | 0 | 0 | 0 | 0 | 0 | 0 | 0 | 0 | 0 | 0
KILLOCH COLLIERY | 11 | COYLTON | 248248.198 | 620587.2099 | Yes | 0 | 0 | 0 | 0 | 0 | 0 | 0 | 0 | 0 | 0 | 0 | 0 | 0 | 0 | 0 | 0 | 0 | 0 | 0 | 0 | 0 | 0 | 0 | 0 | 0 | 0 | 0 | 0 | 0 | 0
KILMACOLM | 11 | JOHNSTONE | 236259.404 | 670359.6 | Yes | 9.8621 | 9.8122 | 9.812 | 9.8335 | 9.8077 | 9.7747 | 9.7439 | 9.7136 | 9.6826 | 9.6461 | 9.6388 | 7.5879 | 2.1178 | 0 | 0 | 9.8621 | 9.8122 | 9.812 | 9.8335 | 9.8077 | 9.7747 | 9.7439 | 9.7136 | 9.6826 | 9.6461 | 9.6388 | 7.5879 | 2.1178 | 0 | 0
KILMARDINNY | 11 | KILLERMONT | 255413.057 | 672880.044 | Yes | 10.5551 | 10.5515 | 10.545 | 10.53 | 10.5051 | 10.4778 | 10.4401 | 10.4095 | 10.3768 | 10.3391 | 10.3006 | 10.1802 | 9.9603 | 9.7276 | 9.4862 | 23.4224 | 23.2089 | 23.1842 | 23.0971 | 23.1541 | 23.0935 | 23.0285 | 22.9809 | 22.9309 | 22.8896 | 22.8899 | 23.0629 | 23.2093 | 22.4804 | 21.358
KILMARNOCK MAIN | 11 | KILMARNOCK SOUTH | 242731.84 | 636651.974 | Yes | 6.8335 | 6.8335 | 6.8323 | 6.8297 | 6.8158 | 6.7969 | 6.7727 | 6.7497 | 6.7252 | 6.7007 | 6.6749 | 6.5989 | 6.4682 | 6.3365 | 6.2017 | 26.5267 | 26.4288 | 26.4709 | 26.5089 | 26.5639 | 26.5938 | 22.9416 | 17.8033 | 16.7797 | 15.5308 | 14.5571 | 13.924 | 25.1362 | 27.4285 | 27.3507
KILSYTH | 11 | BONNYBRIDGE | 272307.507 | 677404.868 | Yes | 5.5252 | 0 | 0 | 0 | 0 | 0 | 0 | 0 | 0 | 0 | 0 | 0 | 0 | 0 | 0 | 5.5252 | 0 | 0 | 0 | 0 | 0 | 0 | 0 | 0 | 0 | 0 | 0 | 0 | 0 | 0
KINGS BUILDINGS | 11 | KAIMES | 327015.087 | 670385.773 | Yes | 9.3908 | 9.1225 | 9.088 | 9.0614 | 9.0174 | 0 | 0 | 0 | 0 | 0 | 0 | 0 | 0 | 0 | 0 | 9.3908 | 9.1225 | 9.088 | 9.0614 | 9.0174 | 0 | 0 | 0 | 0 | 0 | 0 | 0 | 0 | 0 | 0
KINGS INCH ROAD | 11 | BRAEHEAD PARK | 251895.971 | 667214.489 | Yes | 3.1754 | 3.1754 | 3.1754 | 3.1725 | 3.1643 | 3.1518 | 3.1427 | 0 | 0 | 0 | 0 | 0 | 0 | 0 | 0 | 15.8771 | 15.8171 | 15.8107 | 15.841 | 15.8217 | 15.7592 | 15.7136 | 0 | 0 | 0 | 0 | 0 | 0 | 0 | 0
KINGSKNOWE ROAD NORTH | 11 | SIGHTHILL | 321401.0402 | 670925.975 | No | 9.0436 | 9.0436 | 9.0436 | 9.0436 | 9.0436 | 9.0416 | 9.0373 | 9.034 | 9.0309 | 9.0282 | 9.026 | 9.0205 | 9.0149 | 9.0111 | 7.8343 | 10.2018 | 9.9827 | 9.8736 | 9.7662 | 9.7943 | 9.8006 | 9.8004 | 9.7609 | 9.7701 | 9.8487 | 9.8867 | 10.158 | 10.468 | 10.5974 | 7.8343
KINGSLAND | 11 | KAIMES | 324897.488 | 641277.895 | Yes | 12.1627 | 11.9475 | 11.9356 | 11.9482 | 11.9301 | 0 | 0 | 0 | 0 | 0 | 0 | 0 | 0 | 0 | 0 | 12.1627 | 11.9475 | 11.9356 | 11.9482 | 11.9301 | 0 | 0 | 0 | 0 | 0 | 0 | 0 | 0 | 0 | 0
KIRKBANK | 11 | CHAPELCROSS | 309568.083 | 590261.758 | Yes | 0 | 0 | 0 | 0 | 0 | 0 | 0 | 0 | 0 | 0 | 0 | 0 | 0 | 0 | 0 | 0 | 0 | 0 | 0 | 0 | 0 | 0 | 0 | 0 | 0 | 0 | 0 | 0 | 0 | 0
KIRKINTILLOCH | 11 | EASTERHOUSE | 265610.457 | 673700.872 | No | 15.1277 | 15.1253 | 15.1212 | 15.1139 | 15.0859 | 15.0557 | 15.0221 | 14.9858 | 14.9517 | 14.9129 | 14.8749 | 14.7588 | 7.6944 | 1.0325 | 0 | 23.3606 | 23.2229 | 23.2148 | 23.235 | 23.2067 | 23.1488 | 23.1109 | 23.0386 | 22.9822 | 22.9281 | 21.709 | 16.0482 | 7.6944 | 1.0325 | 0
KIRKNEWTON | 11 | LIVINGSTON EAST | 312259.707 | 667132.733 | Yes | 0 | 0 | 0 | 0 | 0 | 0 | 0 | 0 | 0 | 0 | 0 | 0 | 0 | 0 | 0 | 0 | 0 | 0 | 0 | 0 | 0 | 0 | 0 | 0 | 0 | 0 | 0 | 0 | 0 | 0
KIRKTON | 11 | LIVINGSTON EAST | 304127.116 | 667405.94 | Yes | 0 | 0 | 0 | 0 | 0 | 0 | 0 | 0 | 0 | 0 | 0 | 0 | 0 | 0 | 0 | 0 | 0 | 0 | 0 | 0 | 0 | 0 | 0 | 0 | 0 | 0 | 0 | 0 | 0 | 0
LADY VICTORIA | 11 | PORTOBELLO | 333363.51 | 663880.432 | No | 0 | 0 | 0 | 0 | 0 | 0 | 0 | 0 | 0 | 0 | 0 | 0 | 0 | 0 | 0 | 0 | 0 | 0 | 0 | 0 | 0 | 0 | 0 | 0 | 0 | 0 | 0 | 0 | 0 | 0
LANARK | 11 | LINNMILL | 289471.3678 | 643232.1306 | Yes | 0 | 0 | 0 | 0 | 0 | 0 | 0 | 0 | 0 | 0 | 0 | 0 | 0 | 0 | 0 | 0 | 0 | 0 | 0 | 0 | 0 | 0 | 0 | 0 | 0 | 0 | 0 | 0 | 0 | 0
LANGHOLM | 11 | CHAPELCROSS | 335780.43 | 584363.829 | Yes | 0 | 0 | 0 | 0 | 0 | 0 | 0 | 0 | 0 | 0 | 0 | 0 | 0 | 0 | 0 | 0 | 0 | 0 | 0 | 0 | 0 | 0 | 0 | 0 | 0 | 0 | 0 | 0 | 0 | 0
LANGLANDS STREET | 11 | KILMARNOCK TOWN | 242465.764 | 638186.997 | Yes | 0 | 0 | 0 | 0 | 0 | 0 | 0 | 0 | 0 | 0 | 0 | 0 | 0 | 0 | 0 | 0 | 0 | 0 | 0 | 0 | 0 | 0 | 0 | 0 | 0 | 0 | 0 | 0 | 0 | 0
LANGSIDE | 11 | HAGGS ROAD | 257922.0486 | 661678.2063 | No | 9.4882 | 9.4882 | 9.4882 | 9.4851 | 9.4826 | 9.4727 | 9.4659 | 9.4591 | 9.4518 | 9.4446 | 9.4323 | 9.4094 | 9.3654 | 9.3203 | 9.2653 | 24.8616 | 24.5907 | 24.4949 | 24.3928 | 24.4922 | 24.5337 | 24.6398 | 24.7153 | 24.8729 | 25.0697 | 25.1131 | 25.4073 | 25.9844 | 26.3192 | 25.9829
LARBERT | 11 | BONNYBRIDGE | 286531.675 | 681871.732 | Yes | 5.5252 | 0 | 0 | 0 | 0 | 0 | 0 | 0 | 0 | 0 | 0 | 0 | 0 | 0 | 0 | 5.5252 | 0 | 0 | 0 | 0 | 0 | 0 | 0 | 0 | 0 | 0 | 0 | 0 | 0 | 0
LARGS | 11 | SALTCOATS B | 221070.3909 | 659858.2912 | Yes | 6.9728 | 6.8701 | 6.8836 | 6.9494 | 6.9077 | 4.0158 | 1.9293 | 0.2417 | 0 | 0 | 0 | 0 | 0 | 0 | 0 | 6.9728 | 6.8701 | 6.8836 | 6.9494 | 6.9077 | 4.0158 | 1.9293 | 0.2417 | 0 | 0 | 0 | 0 | 0 | 0 | 0
LARKFIELD | 11 | SPANGO VALLEY | 223035.922 | 675940.272 | Yes | 8.5482 | 8.5482 | 8.5482 | 8.5482 | 8.543 | 8.5363 | 8.5293 | 8.5225 | 8.5152 | 8.5079 | 8.5005 | 8.4725 | 8.4344 | 8.3896 | 8.3512 | 9.7054 | 9.5818 | 9.5249 | 9.4937 | 9.5768 | 9.6214 | 9.6779 | 9.7198 | 9.8049 | 9.9013 | 9.9451 | 10.1182 | 10.6512 | 10.7744 | 10.7066
LARKHALL (PRIMARY) | 11 | WISHAW | 277345.739 | 649210.723 | Yes | 0 | 0 | 0 | 0 | 0 | 0 | 0 | 0 | 0 | 0 | 0 | 0 | 0 | 0 | 0 | 0 | 0 | 0 | 0 | 0 | 0 | 0 | 0 | 0 | 0 | 0 | 0 | 0 | 0 | 0
LARKHALL TOWN | 11 | WISHAW | 276209.968 | 651041.883 | Yes | 0 | 0 | 0 | 0 | 0 | 0 | 0 | 0 | 0 | 0 | 0 | 0 | 0 | 0 | 0 | 0 | 0 | 0 | 0 | 0 | 0 | 0 | 0 | 0 | 0 | 0 | 0 | 0 | 0 | 0
LAUDER | 11 | GALASHIELS | 352139.354 | 647493.852 | Yes | 1.8263 | 1.8036 | 0 | 0 | 0 | 0 | 0 | 0 | 0 | 0 | 0 | 0 | 0 | 0 | 0 | 1.8263 | 1.8036 | 0 | 0 | 0 | 0 | 0 | 0 | 0 | 0 | 0 | 0 | 0 | 0 | 0
LEONARDS CHAPEL | 11 | STRATHAVEN | 264890 | 653790 | Yes | 0 | 0 | 0 | 0 | 0 | 0 | 0 | 0 | 0 | 0 | 0 | 0 | 0 | 0 | 0 | 0 | 0 | 0 | 0 | 0 | 0 | 0 | 0 | 0 | 0 | 0 | 0 | 0 | 0 | 0
LESLIE STREET | 11 | ST. ANDREWS CROSS | 257799.45 | 663199.635 | No | 11.9142 | 11.9142 | 11.9142 | 11.9142 | 11.9142 | 11.9142 | 11.9142 | 11.913 | 11.9122 | 11.9067 | 11.9009 | 11.8931 | 11.8723 | 11.8505 | 11.8285 | 23.4166 | 23.2037 | 23.1061 | 23.0002 | 23.0196 | 23.0306 | 23.0502 | 23.0412 | 23.0677 | 23.1551 | 23.1907 | 23.4157 | 23.6544 | 23.7212 | 23.6644
LESMAHAGOW | 11 | LINNMILL | 281790.6584 | 640321.9187 | Yes | 0 | 0 | 0 | 0 | 0 | 0 | 0 | 0 | 0 | 0 | 0 | 0 | 0 | 0 | 0 | 0 | 0 | 0 | 0 | 0 | 0 | 0 | 0 | 0 | 0 | 0 | 0 | 0 | 0 | 0
LETHANHILL | 11 | COYLTON | 242298.374 | 610583.865 | Yes | 0 | 0 | 0 | 0 | 0 | 0 | 0 | 0 | 0 | 0 | 0 | 0 | 0 | 0 | 0 | 0 | 0 | 0 | 0 | 0 | 0 | 0 | 0 | 0 | 0 | 0 | 0 | 0 | 0 | 0
LEUCHARS | 11 | CUPAR | 345234.044 | 721206.685 | Yes | 15.7823 | 15.7363 | 15.7351 | 15.7494 | 15.8235 | 15.8342 | 15.83 | 15.8048 | 15.7742 | 15.7877 | 15.7924 | 15.8365 | 0 | 0 | 0 | 15.7823 | 15.7363 | 15.7351 | 15.7494 | 15.8235 | 15.8342 | 15.83 | 15.8048 | 15.7742 | 15.7877 | 15.7924 | 15.8365 | 0 | 0 | 0
LEVEN | 11 | LEVEN | 335648.3349 | 701047.0839 | Yes | 0 | 0 | 0 | 0 | 0 | 0 | 0 | 0 | 0 | 0 | 0 | 0 | 0 | 0 | 0 | 0 | 0 | 0 | 0 | 0 | 0 | 0 | 0 | 0 | 0 | 0 | 0 | 0 | 0 | 0
LEVEN STREET | 11 | WISHAW | 275211.2068 | 655923.132 | Yes | 0 | 0 | 0 | 0 | 0 | 0 | 0 | 0 | 0 | 0 | 0 | 0 | 0 | 0 | 0 | 0 | 0 | 0 | 0 | 0 | 0 | 0 | 0 | 0 | 0 | 0 | 0 | 0 | 0 | 0
LEVENBANK | 11 | LEVEN | 337527.062 | 700836.35 | Yes | 9.793 | 8.2654 | 4.2621 | 0 | 0 | 0 | 0 | 0 | 0 | 0 | 0 | 0 | 0 | 0 | 0 | 11.0204 | 8.2654 | 4.2621 | 0 | 0 | 0 | 0 | 0 | 0 | 0 | 0 | 0 | 0 | 0 | 0
LINLITHGOW | 11 | GRANGEMOUTH | 299938.951 | 676838.247 | No | 10.4871 | 10.3903 | 10.3786 | 10.3359 | 0 | 0 | 0 | 0 | 0 | 0 | 0 | 0 | 0 | 0 | 0 | 10.4871 | 10.3903 | 10.3786 | 10.3359 | 0 | 0 | 0 | 0 | 0 | 0 | 0 | 0 | 0 | 0 | 0
LINTHAUGH ROAD | 11 | CROOKSTON B | 253260.572 | 663122.022 | Yes | 8.5565 | 8.452 | 8.446 | 8.4028 | 8.4528 | 8.4517 | 8.4861 | 8.4865 | 8.4924 | 8.5062 | 8.5389 | 8.6622 | 8.9633 | 8.4255 | 6.2663 | 8.5565 | 8.452 | 8.446 | 8.4028 | 8.4528 | 8.4517 | 8.4861 | 8.4865 | 8.4924 | 8.5062 | 8.5389 | 8.6622 | 8.9633 | 8.4255 | 6.2663
LINTHOUSE | 11 | GOVAN | 254143.68 | 665860.839 | Yes | 6.0714 | 6.0714 | 6.0714 | 6.0714 | 6.0714 | 6.0714 | 6.0714 | 6.0714 | 6.0714 | 6.0714 | 6.0714 | 6.0668 | 6.0534 | 6.0455 | 6.0312 | 9.8674 | 9.77 | 9.7573 | 9.7322 | 9.8293 | 9.8993 | 9.9414 | 9.9339 | 9.9925 | 10.0183 | 10.0613 | 10.2122 | 10.4685 | 10.5766 | 10.5609
LINTON LANE | 11 | GLENNISTON | 326164.003 | 692899.226 | Yes | 7.5343 | 7.4741 | 7.4764 | 4.1281 | 0 | 0 | 0 | 0 | 0 | 0 | 0 | 0 | 0 | 0 | 0 | 7.5343 | 7.4741 | 7.4764 | 4.1281 | 0 | 0 | 0 | 0 | 0 | 0 | 0 | 0 | 0 | 0 | 0
LITTLE FRANCE | 11 | KAIMES | 329259.335 | 670014.15 | Yes | 12.9176 | 12.775 | 12.686 | 12.592 | 12.4955 | 0 | 0 | 0 | 0 | 0 | 0 | 0 | 0 | 0 | 0 | 26.58 | 25.8584 | 25.4393 | 25.0624 | 19.2738 | 0 | 0 | 0 | 0 | 0 | 0 | 0 | 0 | 0 | 0
LOANING | 11 | BERWICK | 398576.499 | 650701.101 | Yes | 0 | 0 | 0 | 0 | 0 | 0 | 0 | 0 | 0 | 0 | 0 | 0 | 0 | 0 | 0 | 0 | 0 | 0 | 0 | 0 | 0 | 0 | 0 | 0 | 0 | 0 | 0 | 0 | 0 | 0
LOANSTONE | 11 | KAIMES | 324772.2878 | 660083.002 | Yes | 10.9593 | 10.7765 | 10.7598 | 10.7593 | 10.7839 | 0 | 0 | 0 | 0 | 0 | 0 | 0 | 0 | 0 | 0 | 10.9593 | 10.7765 | 10.7598 | 10.7593 | 10.7839 | 0 | 0 | 0 | 0 | 0 | 0 | 0 | 0 | 0 | 0
LOCHEND QUADRANT | 11 | PORTOBELLO | 328055.842 | 674694.916 | No | 0 | 0 | 0 | 0 | 0 | 0 | 0 | 0 | 0 | 0 | 0 | 0 | 0 | 0 | 0 | 0 | 0 | 0 | 0 | 0 | 0 | 0 | 0 | 0 | 0 | 0 | 0 | 0 | 0 | 0
LOCHSIDE | 11 | DUMFRIES | 295601.083 | 578065.635 | Yes | 9.1851 | 9.1565 | 9.1561 | 9.1823 | 8.3841 | 0 | 0 | 0 | 0 | 0 | 0 | 0 | 0 | 0 | 0 | 9.1851 | 9.1565 | 9.1561 | 9.1823 | 8.3841 | 0 | 0 | 0 | 0 | 0 | 0 | 0 | 0 | 0 | 0
LOCHWINNOCH | 11 | JOHNSTONE | 235828.536 | 659775.497 | Yes | 6.8855 | 6.6819 | 6.5054 | 6.3631 | 6.2188 | 6.0495 | 5.8721 | 5.6872 | 5.6812 | 5.7035 | 5.7023 | 5.4605 | 2.1178 | 0 | 0 | 6.8855 | 6.6819 | 6.5054 | 6.3631 | 6.2188 | 6.0495 | 5.8721 | 5.6872 | 5.6812 | 5.7035 | 5.7023 | 5.4605 | 2.1178 | 0 | 0
LOCKERBIE | 11 | CHAPELCROSS | 313300.956 | 580860.108 | Yes | 0 | 0 | 0 | 0 | 0 | 0 | 0 | 0 | 0 | 0 | 0 | 0 | 0 | 0 | 0 | 0 | 0 | 0 | 0 | 0 | 0 | 0 | 0 | 0 | 0 | 0 | 0 | 0 | 0 | 0
LONGANNET | 11 | DUNFERMLINE | 294600.892 | 686256.537 | Yes | 10.6952 | 10.6934 | 10.729 | 10.7786 | 10.8592 | 10.9358 | 10.9889 | 6.2389 | 0.29573 | 0 | 0 | 0 | 0 | 0 | 0 | 10.6952 | 10.6934 | 10.729 | 10.7786 | 10.8592 | 10.9358 | 10.9889 | 6.2389 | 0.29573 | 0 | 0 | 0 | 0 | 0 | 0
LOWER LONDON ROAD | 11 | PORTOBELLO | 327593.491 | 674265.739 | No | 0 | 0 | 0 | 0 | 0 | 0 | 0 | 0 | 0 | 0 | 0 | 0 | 0 | 0 | 0 | 0 | 0 | 0 | 0 | 0 | 0 | 0 | 0 | 0 | 0 | 0 | 0 | 0 | 0 | 0
LUGTON | 11 | KAIMES | 333062.801 | 667529.091 | Yes | 11.5818 | 11.1857 | 11.0557 | 10.9376 | 11.0373 | 0 | 0 | 0 | 0 | 0 | 0 | 0 | 0 | 0 | 0 | 11.5818 | 11.1857 | 11.0557 | 10.9376 | 11.0373 | 0 | 0 | 0 | 0 | 0 | 0 | 0 | 0 | 0 | 0
MANUEL | 11 | GRANGEMOUTH | 296391.579 | 677293.007 | No | 5.3924 | 5.1827 | 5.1545 | 5.1145 | 0 | 0 | 0 | 0 | 0 | 0 | 0 | 0 | 0 | 0 | 0 | 5.3924 | 5.1827 | 5.1545 | 5.1145 | 0 | 0 | 0 | 0 | 0 | 0 | 0 | 0 | 0 | 0 | 0
MARKETHILL | 11 | EAST KILBRIDE | 263240 | 655700 | Yes | 0 | 0 | 0 | 0 | 0 | 0 | 0 | 0 | 0 | 0 | 0 | 0 | 0 | 0 | 0 | 0 | 0 | 0 | 0 | 0 | 0 | 0 | 0 | 0 | 0 | 0 | 0 | 0 | 0 | 0
MARTIN MILLER | 11 | WHITEHOUSE | 324817.466 | 672886.385 | No | 0 | 0 | 0 | 9.9962 | 9.9962 | 9.995 | 9.9925 | 9.9906 | 9.9887 | 9.9872 | 9.9858 | 9.9826 | 9.9792 | 9.977 | 9.9756 | 0 | 0 | 0 | 26.5684 | 26.5702 | 26.5682 | 26.5563 | 26.5483 | 26.5435 | 26.5382 | 26.5347 | 26.5347 | 26.5638 | 26.6281 | 26.7413
MAUCHLINE | 11 | COYLTON | 249556.362 | 626504.257 | Yes | 0 | 0 | 0 | 0 | 0 | 0 | 0 | 0 | 0 | 0 | 0 | 0 | 0 | 0 | 0 | 0 | 0 | 0 | 0 | 0 | 0 | 0 | 0 | 0 | 0 | 0 | 0 | 0 | 0 | 0
MAUKINFAULD ROAD | 11 | CARNTYNE | 263200.689 | 663621.79 | Yes | 9.0557 | 8.9815 | 8.9563 | 8.935 | 8.9662 | 8.9868 | 9.0117 | 9.0231 | 9.0592 | 9.132 | 9.1582 | 9.3133 | 9.631 | 9.7179 | 9.6173 | 9.0557 | 8.9815 | 8.9563 | 8.935 | 8.9662 | 8.9868 | 9.0117 | 9.0231 | 9.0592 | 9.132 | 9.1582 | 9.3133 | 9.631 | 9.7179 | 9.6173
MAXWELL STREET | 11 | WHITEHOUSE | 324476.976 | 670950.468 | No | 0 | 0 | 0 | 8.2086 | 8.1968 | 8.1729 | 8.1511 | 8.1291 | 8.1056 | 8.0819 | 8.0529 | 7.967 | 7.8267 | 7.6767 | 7.5321 | 0 | 0 | 0 | 26.4755 | 26.5339 | 26.5088 | 26.5216 | 26.5258 | 26.4563 | 26.4264 | 26.3872 | 26.3895 | 26.4957 | 26.1051 | 25.3864
MAXWELLTON | 11 | DUMFRIES | 296800.249 | 575893.042 | Yes | 9.3795 | 9.2102 | 9.1273 | 9.0941 | 8.3841 | 0 | 0 | 0 | 0 | 0 | 0 | 0 | 0 | 0 | 0 | 9.3795 | 9.2102 | 9.1273 | 9.0941 | 8.3841 | 0 | 0 | 0 | 0 | 0 | 0 | 0 | 0 | 0 | 0
MAYBOLE (PRIMARY) | 11 | MAYBOLE | 229354.429 | 609869.902 | Yes | 0 | 0 | 0 | 0 | 0 | 0 | 0 | 0 | 0 | 0 | 0 | 0 | 0 | 0 | 0 | 0 | 0 | 0 | 0 | 0 | 0 | 0 | 0 | 0 | 0 | 0 | 0 | 0 | 0 | 0
MEADOW ROAD | 6.6 | PARTICK | 255162.23 | 666518.067 | No | 5.2996 | 5.2996 | 5.2996 | 5.2996 | 5.2996 | 5.2995 | 5.2994 | 5.2993 | 5.2992 | 5.2991 | 5.299 | 5.2988 | 5.2986 | 5.2985 | 5.2984 | 22.2021 | 22.1443 | 22.1143 | 22.1166 | 22.1645 | 22.2105 | 22.243 | 22.2665 | 22.3173 | 22.3717 | 22.4226 | 22.6202 | 23.0254 | 23.195 | 23.2635
MENSTRIE | 11 | DEVONSIDE | 285845.994 | 696352.476 | Yes | 10.5551 | 7.9544 | 4.6355 | 0.23434 | 0 | 0 | 0 | 0 | 0 | 0 | 0 | 0 | 0 | 0 | 0 | 10.6207 | 7.9544 | 4.6355 | 0.23434 | 0 | 0 | 0 | 0 | 0 | 0 | 0 | 0 | 0 | 0 | 0
METHILHILL | 11 | LEVEN | 335295.467 | 699777.862 | Yes | 2.3851 | 2.3208 | 2.3358 | 0 | 0 | 0 | 0 | 0 | 0 | 0 | 0 | 0 | 0 | 0 | 0 | 2.3851 | 2.3208 | 2.3358 | 0 | 0 | 0 | 0 | 0 | 0 | 0 | 0 | 0 | 0 | 0 | 0
MIDDLEBIE | 11 | CHAPELCROSS | 321810.2171 | 575648.1189 | Yes | 0 | 0 | 0 | 0 | 0 | 0 | 0 | 0 | 0 | 0 | 0 | 0 | 0 | 0 | 0 | 0 | 0 | 0 | 0 | 0 | 0 | 0 | 0 | 0 | 0 | 0 | 0 | 0 | 0 | 0
MILL STREET | 11 | AYR | 234116.7204 | 621693.2028 | Yes | 3.8613 | 3.8613 | 3.8613 | 3.8574 | 3.8411 | 3.8193 | 3.7965 | 2.5213 | 0 | 0 | 0 | 0 | 0 | 0 | 0 | 10.9076 | 19.3064 | 19.3064 | 19.287 | 19.2053 | 19.0965 | 15.3184 | 2.5213 | 0 | 0 | 0 | 0 | 0 | 0 | 0
MILLIKEN | 11 | JOHNSTONE | 241352.3487 | 662076.9319 | Yes | 11.3553 | 11.3553 | 11.3549 | 11.3513 | 11.3416 | 11.3239 | 11.3091 | 11.2947 | 11.2788 | 11.2582 | 11.2388 | 7.5879 | 2.1178 | 0 | 0 | 21.4958 | 21.3908 | 21.3878 | 21.3686 | 21.4111 | 21.3546 | 21.3268 | 19.2585 | 16.0998 | 14.0603 | 12.1765 | 7.5879 | 2.1178 | 0 | 0
MILTON | 11 | KILLERMONT | 259100 | 670060 | Yes | 8.1545 | 8.0698 | 8.0698 | 8.0698 | 8.0591 | 8.046 | 8.0324 | 8.0189 | 8.0044 | 7.99 | 7.9754 | 7.9188 | 7.815 | 7.7149 | 7.6083 | 17.3333 | 17.1873 | 17.1821 | 17.1978 | 17.2193 | 17.1872 | 17.162 | 17.1252 | 17.0862 | 17.0497 | 17.043 | 17.0368 | 17.0426 | 16.8634 | 16.4118
MITCHELL STREET | 11 | WEST GEORGE STREET | 258895.566 | 665245.928 | No | 8.8785 | 8.8785 | 8.8785 | 8.8785 | 8.8785 | 8.8785 | 8.8785 | 8.8785 | 8.8785 | 8.8785 | 8.8785 | 8.8785 | 8.8785 | 8.8785 | 8.8785 | 17.7665 | 17.4357 | 17.1049 | 16.774 | 16.4432 | 16.1124 | 15.7815 | 15.4507 | 15.3349 | 15.2655 | 15.2191 | 15.2191 | 15.2191 | 15.3349 | 15.4507
MOFFAT | 11 | CHAPELCROSS | 309421.448 | 603958.799 | Yes | 0 | 0 | 0 | 0 | 0 | 0 | 0 | 0 | 0 | 0 | 0 | 0 | 0 | 0 | 0 | 0 | 0 | 0 | 0 | 0 | 0 | 0 | 0 | 0 | 0 | 0 | 0 | 0 | 0 | 0
MONKTON | 11 | KILMARNOCK SOUTH | 236261.598 | 627815.602 | Yes | 14.9372 | 14.9372 | 14.936 | 14.936 | 14.9261 | 14.9117 | 14.8958 | 14.8802 | 14.8638 | 14.8475 | 14.5571 | 13.924 | 14.6742 | 14.5747 | 14.4694 | 23.575 | 23.4774 | 23.4415 | 23.4816 | 23.6191 | 23.6607 | 22.9416 | 17.8033 | 16.7797 | 15.5308 | 14.5571 | 13.924 | 24.4323 | 24.402 | 24.3228
MONKTONHALL | 11 | PORTOBELLO | 333936.292 | 671465.702 | No | 0 | 0 | 0 | 0 | 0 | 0 | 0 | 0 | 0 | 0 | 0 | 0 | 0 | 0 | 0 | 0 | 0 | 0 | 0 | 0 | 0 | 0 | 0 | 0 | 0 | 0 | 0 | 0 | 0 | 0
MOREBATTLE | 11 | HAWICK | 377105.302 | 625093.102 | Yes | 4.4219 | 4.4112 | 4.4286 | 4.4529 | 4.4814 | 2.2787 | 0 | 0 | 0 | 0 | 0 | 0 | 0 | 0 | 0 | 4.4219 | 4.4112 | 4.4286 | 4.4529 | 4.4814 | 2.2787 | 0 | 0 | 0 | 0 | 0 | 0 | 0 | 0 | 0
MORTONHALL | 11 | WHITEHOUSE | 324547.449 | 669129.928 | No | 0 | 0 | 0 | 7.7372 | 7.7427 | 7.7574 | 7.7301 | 7.6996 | 7.6708 | 7.6372 | 7.6471 | 7.6911 | 7.7674 | 7.5979 | 6.7052 | 0 | 0 | 0 | 7.7372 | 7.7427 | 7.7574 | 7.7301 | 7.6996 | 7.6708 | 7.6372 | 7.6471 | 7.6911 | 7.7674 | 7.5979 | 6.7052
MUCKRAW | 11 | BATHGATE | 292837.889 | 671726.675 | Yes | 6.3362 | 6.1207 | 0 | 0 | 0 | 0 | 0 | 0 | 0 | 0 | 0 | 0 | 0 | 0 | 0 | 6.3362 | 6.1207 | 0 | 0 | 0 | 0 | 0 | 0 | 0 | 0 | 0 | 0 | 0 | 0 | 0
MUIRHOUSE | 11 | WISHAW | 276555.979 | 655400.03 | Yes | 0 | 0 | 0 | 0 | 0 | 0 | 0 | 0 | 0 | 0 | 0 | 0 | 0 | 0 | 0 | 0 | 0 | 0 | 0 | 0 | 0 | 0 | 0 | 0 | 0 | 0 | 0 | 0 | 0 | 0
MUIRHOUSE BANK | 11 | TELFORD ROAD | 321492.702 | 675656.938 | No | 8.3055 | 8.0363 | 7.9798 | 7.8536 | 7.8299 | 7.7815 | 7.7629 | 7.7607 | 7.7715 | 7.713 | 7.6898 | 7.6736 | 7.7597 | 7.4192 | 6.3779 | 8.3055 | 8.0363 | 7.9798 | 7.8536 | 7.8299 | 7.7815 | 7.7629 | 7.7607 | 7.7715 | 7.713 | 7.6898 | 7.6736 | 7.7597 | 7.4192 | 6.3779
MYOTHILL | 11 | BONNYBRIDGE | 281120.425 | 681393.239 | Yes | 5.5252 | 0 | 0 | 0 | 0 | 0 | 0 | 0 | 0 | 0 | 0 | 0 | 0 | 0 | 0 | 5.5252 | 0 | 0 | 0 | 0 | 0 | 0 | 0 | 0 | 0 | 0 | 0 | 0 | 0 | 0
MYRTLE ROAD | 11 | COATBRIDGE | 270869.3255 | 661987.6233 | Yes | 10.8473 | 10.8473 | 10.8473 | 10.8473 | 10.8424 | 0 | 0 | 0 | 0 | 0 | 0 | 0 | 0 | 0 | 0 | 25.3588 | 25.3023 | 25.3213 | 25.4417 | 25.608 | 0 | 0 | 0 | 0 | 0 | 0 | 0 | 0 | 0 | 0
NEILSLAND | 11 | STRATHAVEN | 271520 | 653881.2 | Yes | 0 | 0 | 0 | 0 | 0 | 0 | 0 | 0 | 0 | 0 | 0 | 0 | 0 | 0 | 0 | 0 | 0 | 0 | 0 | 0 | 0 | 0 | 0 | 0 | 0 | 0 | 0 | 0 | 0 | 0
NETHERDALE | 11 | GALASHIELS | 350596.421 | 635168.785 | Yes | 7.7226 | 7.7091 | 0 | 0 | 0 | 0 | 0 | 0 | 0 | 0 | 0 | 0 | 0 | 0 | 0 | 9.3794 | 9.2654 | 0 | 0 | 0 | 0 | 0 | 0 | 0 | 0 | 0 | 0 | 0 | 0 | 0
NETHERTOWN | 11 | DUNFERMLINE | 309333.001 | 686910.397 | Yes | 10.5888 | 10.4903 | 10.517 | 10.527 | 10.5663 | 10.5417 | 10.5153 | 6.2389 | 0.29573 | 0 | 0 | 0 | 0 | 0 | 0 | 10.5888 | 10.4903 | 10.517 | 10.527 | 10.5663 | 10.5637 | 10.5953 | 6.2389 | 0.29573 | 0 | 0 | 0 | 0 | 0 | 0
NEW CUMNOCK | 11 | COYLTON | 259648.7595 | 611535.5519 | Yes | 0 | 0 | 0 | 0 | 0 | 0 | 0 | 0 | 0 | 0 | 0 | 0 | 0 | 0 | 0 | 0 | 0 | 0 | 0 | 0 | 0 | 0 | 0 | 0 | 0 | 0 | 0 | 0 | 0 | 0
NEWBRIDGE | 11 | BROXBURN | 311761.311 | 672120.206 | Yes | 12.1809 | 12.1809 | 12.1809 | 12.1809 | 12.1794 | 0 | 0 | 0 | 0 | 0 | 0 | 0 | 0 | 0 | 0 | 26.0113 | 25.9537 | 25.9044 | 25.9091 | 16.4247 | 0 | 0 | 0 | 0 | 0 | 0 | 0 | 0 | 0 | 0
NEWBURGH | 11 | CUPAR | 323747.936 | 718170.125 | Yes | 0 | 0 | 0 | 0 | 0 | 0 | 0 | 0 | 0 | 0 | 0 | 0 | 0 | 0 | 0 | 0 | 0 | 0 | 0 | 0 | 0 | 0 | 0 | 0 | 0 | 0 | 0 | 0 | 0 | 0
NEWCASTLETON | 11 | CHAPELCROSS | 348308.412 | 586936.843 | Yes | 0 | 0 | 0 | 0 | 0 | 0 | 0 | 0 | 0 | 0 | 0 | 0 | 0 | 0 | 0 | 0 | 0 | 0 | 0 | 0 | 0 | 0 | 0 | 0 | 0 | 0 | 0 | 0 | 0 | 0
NEWHOUSE | 11 | NEWARTHILL | 279098.689 | 661401.058 | Yes | 0 | 0 | 0 | 0 | 0 | 0 | 0 | 0 | 0 | 0 | 0 | 0 | 0 | 0 | 0 | 0 | 0 | 0 | 0 | 0 | 0 | 0 | 0 | 0 | 0 | 0 | 0 | 0 | 0 | 0
NEWLANDS | 11 | GIFFNOCK | 257958.408 | 660626.952 | No | 11.5713 | 11.5713 | 11.5713 | 11.5712 | 11.5547 | 11.5396 | 11.5201 | 11.505 | 11.4844 | 11.4652 | 11.4412 | 11.3722 | 11.252 | 11.1357 | 11.0133 | 22.2297 | 22.1041 | 22.1093 | 22.1 | 22.1181 | 22.1395 | 22.1616 | 22.1818 | 22.1507 | 22.2018 | 22.2021 | 22.3117 | 22.7337 | 22.8588 | 22.4758
NEWMILNS | 11 | KILMARNOCK SOUTH | 252868.481 | 637065.874 | Yes | 9.1385 | 9.0445 | 9.0359 | 9.0353 | 9.0756 | 9.0798 | 9.073 | 9.0693 | 9.0447 | 9.058 | 9.0582 | 9.1342 | 9.3786 | 9.4637 | 9.2097 | 9.1385 | 9.0445 | 9.0359 | 9.0353 | 9.0756 | 9.0798 | 9.073 | 9.0693 | 9.0447 | 9.058 | 9.0582 | 9.1342 | 9.3786 | 9.4637 | 9.2097
NEWTON STEWART | 11 | NEWTON STEWART | 241208.934 | 564440.701 | Yes | 9.2229 | 9.1989 | 9.1985 | 0 | 0 | 0 | 0 | 0 | 0 | 0 | 0 | 0 | 0 | 0 | 0 | 9.2229 | 9.1989 | 9.1985 | 0 | 0 | 0 | 0 | 0 | 0 | 0 | 0 | 0 | 0 | 0 | 0
NEWTON STREET | 11 | FINNIESTON | 258025.91 | 664984.716 | No | 1.9561 | 1.9561 | 1.9561 | 1.9561 | 1.9533 | 1.952 | 1.9509 | 1.95 | 1.9492 | 1.9485 | 1.9479 | 1.9464 | 1.9449 | 1.9439 | 1.9433 | 9.7803 | 9.7803 | 9.7803 | 9.7803 | 9.7666 | 9.76 | 9.7544 | 9.75 | 9.7458 | 9.7423 | 9.7393 | 9.7321 | 9.7246 | 9.7196 | 9.7163
NIDDRIE | 11 | PORTOBELLO | 330504.975 | 671457.369 | No | 0 | 0 | 0 | 0 | 0 | 0 | 0 | 0 | 0 | 0 | 0 | 0 | 0 | 0 | 0 | 0 | 0 | 0 | 0 | 0 | 0 | 0 | 0 | 0 | 0 | 0 | 0 | 0 | 0 | 0
NORHAM | 11 | BERWICK | 390350.676 | 647147.602 | Yes | 0 | 0 | 0 | 0 | 0 | 0 | 0 | 0 | 0 | 0 | 0 | 0 | 0 | 0 | 0 | 0 | 0 | 0 | 0 | 0 | 0 | 0 | 0 | 0 | 0 | 0 | 0 | 0 | 0 | 0
NORTH BERWICK | 11 | DUNBAR A | 353614.344 | 684238.504 | Yes | 16.8425 | 0 | 0 | 0 | 0 | 0 | 0 | 0 | 0 | 0 | 0 | 0 | 0 | 0 | 0 | 26.5064 | 0 | 0 | 0 | 0 | 0 | 0 | 0 | 0 | 0 | 0 | 0 | 0 | 0 | 0
NORTH ROAD | 11 | BERWICK | 399533.2595 | 653831.2555 | Yes | 0 | 0 | 0 | 0 | 0 | 0 | 0 | 0 | 0 | 0 | 0 | 0 | 0 | 0 | 0 | 0 | 0 | 0 | 0 | 0 | 0 | 0 | 0 | 0 | 0 | 0 | 0 | 0 | 0 | 0
OAKFIELD - KELSO | 11 | ECCLES | 373048.239 | 635009.881 | Yes | 17.2362 | 17.2362 | 17.2339 | 15.3846 | 11.729 | 6.5006 | 0 | 0 | 0 | 0 | 0 | 0 | 0 | 0 | 0 | 19.6044 | 19.531 | 18.5714 | 15.3846 | 11.729 | 6.5006 | 0 | 0 | 0 | 0 | 0 | 0 | 0 | 0 | 0
OCEAN DRIVE | 11 | SHRUBHILL | 326238.793 | 676950.037 | No | 9.4628 | 9.4628 | 9.4628 | 9.4628 | 9.4628 | 9.4628 | 9.4628 | 9.4628 | 9.4628 | 9.4628 | 9.4628 | 9.4628 | 9.4628 | 9.4628 | 9.4628 | 25.2658 | 25.2054 | 25.154 | 25.1245 | 25.1534 | 25.1718 | 25.185 | 25.1742 | 25.1842 | 25.2168 | 25.241 | 25.3211 | 25.4273 | 25.4989 | 25.4986
OLD BRIDGE ROAD | 11 | AYR | 236230.0002 | 623354.4477 | Yes | 10.9076 | 13.54 | 13.54 | 13.5361 | 13.523 | 13.5017 | 13.4792 | 2.5213 | 0 | 0 | 0 | 0 | 0 | 0 | 0 | 10.9076 | 13.8094 | 13.808 | 13.8119 | 13.8545 | 13.8102 | 13.7792 | 2.5213 | 0 | 0 | 0 | 0 | 0 | 0 | 0
OLD DUMBARTON ROAD | 6.6 | PARTICK | 256532.59 | 666188.757 | No | 7.3339 | 7.3225 | 7.3189 | 7.3414 | 7.3834 | 7.4176 | 7.446 | 7.4751 | 7.5062 | 7.5408 | 7.5702 | 7.7042 | 7.9882 | 8.1639 | 8.2493 | 7.3339 | 7.3225 | 7.3189 | 7.3414 | 7.3834 | 7.4176 | 7.446 | 7.4751 | 7.5062 | 7.5408 | 7.5702 | 7.7042 | 7.9882 | 8.1639 | 8.2493
OLD INNS | 11 | CUMBERNAULD | 277198.998 | 676800.209 | Yes | 0.54617 | 0 | 0 | 0 | 0 | 0 | 0 | 0 | 0 | 0 | 0 | 0 | 0 | 0 | 0 | 2.7309 | 0 | 0 | 0 | 0 | 0 | 0 | 0 | 0 | 0 | 0 | 0 | 0 | 0 | 0
OVERTOWN | 11 | WISHAW | 280210.737 | 653226.127 | Yes | 0 | 0 | 0 | 0 | 0 | 0 | 0 | 0 | 0 | 0 | 0 | 0 | 0 | 0 | 0 | 0 | 0 | 0 | 0 | 0 | 0 | 0 | 0 | 0 | 0 | 0 | 0 | 0 | 0 | 0
OXGANGS ROAD | 11 | WHITEHOUSE | 323368.571 | 668903.525 | No | 0 | 0 | 0 | 5.7466 | 5.7396 | 5.7097 | 5.6886 | 5.6591 | 5.6299 | 5.6253 | 5.6261 | 5.6947 | 5.741 | 5.5343 | 5.1225 | 0 | 0 | 0 | 5.7466 | 5.7396 | 5.7097 | 5.6886 | 5.6591 | 5.6299 | 5.6253 | 5.6261 | 5.6947 | 5.741 | 5.5343 | 5.1225
PARK ROAD | 11 | WHITEHOUSE | 326849.425 | 672623.003 | No | 0 | 0 | 0 | 8.3395 | 8.3742 | 8.3873 | 8.4056 | 8.3903 | 8.3792 | 8.3824 | 8.3665 | 8.4208 | 8.5333 | 8.4128 | 8.0357 | 0 | 0 | 0 | 8.3395 | 8.3742 | 8.3873 | 8.4056 | 8.3903 | 8.3792 | 8.3824 | 8.3665 | 8.4208 | 8.5333 | 8.4128 | 8.0357
PAULVILLE | 11 | BATHGATE | 297056.656 | 668325.621 | Yes | 9.2087 | 6.1207 | 0 | 0 | 0 | 0 | 0 | 0 | 0 | 0 | 0 | 0 | 0 | 0 | 0 | 12.6288 | 6.1207 | 0 | 0 | 0 | 0 | 0 | 0 | 0 | 0 | 0 | 0 | 0 | 0 | 0
PENCAITLAND | 11 | COCKENZIE | 343673.973 | 668764.755 | No | 11.1862 | 11.105 | 11.1032 | 11.105 | 11.2065 | 11.1688 | 11.1244 | 11.1049 | 10.9816 | 10.8005 | 10.5877 | 10.0626 | 9.5032 | 8.6306 | 0 | 11.1862 | 11.105 | 11.1032 | 11.105 | 11.2065 | 11.1688 | 11.1244 | 11.1049 | 10.9816 | 10.8005 | 10.5877 | 10.0626 | 9.5032 | 8.6306 | 0
PENICUIK | 11 | KAIMES | 323764.584 | 661015.313 | Yes | 4.7706 | 4.531 | 4.5112 | 4.4972 | 4.5195 | 0 | 0 | 0 | 0 | 0 | 0 | 0 | 0 | 0 | 0 | 4.7706 | 4.531 | 4.5112 | 4.4972 | 4.5195 | 0 | 0 | 0 | 0 | 0 | 0 | 0 | 0 | 0 | 0
PENNYWELL ROAD | 11 | TELFORD ROAD | 322000 | 675876.8424 | No | 6.0567 | 5.7001 | 5.6946 | 5.6676 | 5.7345 | 5.7523 | 5.7743 | 5.9025 | 5.9327 | 5.9856 | 5.9936 | 6.0806 | 6.2495 | 6.2756 | 6.1022 | 6.0567 | 5.7001 | 5.6946 | 5.6676 | 5.7345 | 5.7523 | 5.7743 | 5.9025 | 5.9327 | 5.9856 | 5.9936 | 6.0806 | 6.2495 | 6.2756 | 6.1022
PENPONT | 11 | DUMFRIES | 285122.399 | 594236.595 | Yes | 3.1948 | 3.1422 | 3.1482 | 3.1868 | 3.2524 | 0 | 0 | 0 | 0 | 0 | 0 | 0 | 0 | 0 | 0 | 3.1948 | 3.1422 | 3.1482 | 3.1868 | 3.2524 | 0 | 0 | 0 | 0 | 0 | 0 | 0 | 0 | 0 | 0
PEPPERCRAIGS | 11 | COCKENZIE | 350831.6 | 674496.228 | No | 12.7132 | 12.6365 | 12.6449 | 12.7285 | 12.6948 | 12.6063 | 12.5551 | 12.4841 | 12.413 | 12.3615 | 12.3503 | 12.4348 | 12.5644 | 12.2609 | 0 | 12.7132 | 12.6365 | 12.6449 | 12.7285 | 12.6948 | 12.6063 | 12.5551 | 12.4841 | 12.413 | 12.3615 | 12.3503 | 12.4348 | 12.5644 | 12.2609 | 0
PETERSHILL ROAD | 11 | PORT DUNDAS | 261612.002 | 667327.907 | No | 0 | 0 | 0 | 0 | 0 | 0 | 0 | 0 | 0 | 0 | 0 | 0 | 0 | 0 | 0 | 0 | 0 | 0 | 0 | 0 | 0 | 0 | 0 | 0 | 0 | 0 | 0 | 0 | 0 | 0
PILTON DRIVE WEST | 11 | DEWAR PLACE | 323261.065 | 676003.589 | No | 5.7682 | 5.6444 | 5.5541 | 5.496 | 5.517 | 5.5183 | 5.5143 | 5.4982 | 5.5218 | 5.566 | 5.604 | 5.6696 | 5.7518 | 5.6425 | 5.4415 | 5.7682 | 5.6444 | 5.5541 | 5.496 | 5.517 | 5.5183 | 5.5143 | 5.4982 | 5.5218 | 5.566 | 5.604 | 5.6696 | 5.7518 | 5.6425 | 5.4415
PINWHERRY | 11 | MAYBOLE | 219700.49 | 587851.186 | Yes | 0 | 0 | 0 | 0 | 0 | 0 | 0 | 0 | 0 | 0 | 0 | 0 | 0 | 0 | 0 | 0 | 0 | 0 | 0 | 0 | 0 | 0 | 0 | 0 | 0 | 0 | 0 | 0 | 0 | 0
PITREAVIE | 11 | INVERKEITHING | 310396.264 | 685721.681 | Yes | 7.1765 | 7.0821 | 7.0506 | 7.0827 | 7.2622 | 7.3273 | 7.3356 | 7.3248 | 7.3146 | 7.3241 | 7.3652 | 7.4973 | 7.7758 | 7.7325 | 0 | 7.1765 | 7.0821 | 7.0506 | 7.0827 | 7.2622 | 7.3273 | 7.3356 | 7.3248 | 7.3146 | 7.3241 | 7.3652 | 7.4973 | 7.7758 | 7.7325 | 0
PITTEUCHAR | 11 | REDHOUSE | 328152.385 | 699539.891 | Yes | 0 | 0 | 0 | 0 | 0 | 0 | 0 | 0 | 0 | 0 | 0 | 0 | 0 | 0 | 0 | 0 | 0 | 0 | 0 | 0 | 0 | 0 | 0 | 0 | 0 | 0 | 0 | 0 | 0 | 0
POLKEMMET | 11 | BATHGATE | 293468.896 | 664129.534 | Yes | 9.1751 | 6.1207 | 0 | 0 | 0 | 0 | 0 | 0 | 0 | 0 | 0 | 0 | 0 | 0 | 0 | 9.1751 | 6.1207 | 0 | 0 | 0 | 0 | 0 | 0 | 0 | 0 | 0 | 0 | 0 | 0 | 0
POLMONT | 11 | GRANGEMOUTH | 292087.733 | 679073.024 | No | 1.1305 | 0.0019088 | 0 | 0 | 0 | 0 | 0 | 0 | 0 | 0 | 0 | 0 | 0 | 0 | 0 | 3.7544 | 0.0095441 | 0 | 0 | 0 | 0 | 0 | 0 | 0 | 0 | 0 | 0 | 0 | 0 | 0
POLTONHALL | 11 | KAIMES | 330067.976 | 665327.261 | Yes | 10.4791 | 10.1859 | 10.1504 | 10.0844 | 10.1151 | 0 | 0 | 0 | 0 | 0 | 0 | 0 | 0 | 0 | 0 | 10.4791 | 10.1859 | 10.1504 | 10.0844 | 10.1151 | 0 | 0 | 0 | 0 | 0 | 0 | 0 | 0 | 0 | 0
PORT GLASGOW | 11 | DEVOL MOOR | 233459.097 | 673490.172 | Yes | 11.7362 | 11.6573 | 11.6496 | 11.6516 | 11.6825 | 11.6766 | 11.6838 | 9.9811 | 7.7875 | 6.3786 | 4.7732 | 4.8144 | 1.9926 | 1.1976 | 0.38797 | 11.7362 | 11.6573 | 11.6496 | 11.6516 | 11.6825 | 11.6766 | 11.6838 | 9.9811 | 7.7875 | 6.3786 | 4.7732 | 4.8144 | 1.9926 | 1.1976 | 0.38797
PORTOBELLO | 11 | PORTOBELLO | 330051 | 674321 | No | 0 | 0 | 0 | 0 | 0 | 0 | 0 | 0 | 0 | 0 | 0 | 0 | 0 | 0 | 0 | 0 | 0 | 0 | 0 | 0 | 0 | 0 | 0 | 0 | 0 | 0 | 0 | 0 | 0 | 0
PRESTONPANS | 11 | COCKENZIE | 339852.1635 | 675123.1188 | No | 8.1037 | 8.1012 | 8.0982 | 8.0948 | 8.0712 | 8.0294 | 7.9909 | 7.9546 | 7.9166 | 7.8796 | 7.8382 | 7.7228 | 7.5321 | 7.3353 | 0 | 24.1069 | 24.0322 | 24.058 | 24.1616 | 24.1694 | 24.1 | 24.0629 | 24.0233 | 23.994 | 24.0218 | 24.0311 | 24.2222 | 24.6663 | 13.9869 | 0
PYRAMID | 11 | BATHGATE | 299412.0046 | 667500.5957 | Yes | 10.0343 | 6.1207 | 0 | 0 | 0 | 0 | 0 | 0 | 0 | 0 | 0 | 0 | 0 | 0 | 0 | 12.6288 | 6.1207 | 0 | 0 | 0 | 0 | 0 | 0 | 0 | 0 | 0 | 0 | 0 | 0 | 0
QUEENS DRIVE | 11 | KILMARNOCK TOWN | 243214.996 | 637194.056 | Yes | 0 | 0 | 0 | 0 | 0 | 0 | 0 | 0 | 0 | 0 | 0 | 0 | 0 | 0 | 0 | 0 | 0 | 0 | 0 | 0 | 0 | 0 | 0 | 0 | 0 | 0 | 0 | 0 | 0 | 0
QUEENSWAY | 11 | GLENROTHES | 327735.542 | 701353.992 | Yes | 9.0182 | 0 | 1.4775 | 9.0136 | 9.0037 | 8.986 | 8.9648 | 8.951 | 8.9323 | 8.914 | 8.9026 | 8.8478 | 5.3327 | 1.9612 | 0 | 18.7379 | 0 | 1.4775 | 18.7673 | 18.8074 | 18.8221 | 18.8387 | 18.8695 | 18.8754 | 18.9026 | 18.9415 | 14.1144 | 5.3327 | 1.9612 | 0
RADNOR PARK | 11 | KILBOWIE 33 | 249611.545 | 671549.355 | Yes | 11.4315 | 11.3787 | 11.3834 | 11.3875 | 11.3917 | 11.3939 | 11.3909 | 11.417 | 11.4105 | 11.4038 | 11.3921 | 11.3705 | 11.3278 | 11.2836 | 11.2325 | 22.4052 | 22.2163 | 22.1973 | 22.1738 | 22.2431 | 22.2918 | 22.3588 | 22.4465 | 22.4736 | 22.5438 | 22.5705 | 22.8164 | 23.2114 | 23.232 | 23.0175
RAITH | 11 | GLENNISTON | 327889.447 | 690681.076 | Yes | 9.3024 | 9.2321 | 7.8524 | 4.1281 | 0 | 0 | 0 | 0 | 0 | 0 | 0 | 0 | 0 | 0 | 0 | 9.3024 | 9.2321 | 7.8524 | 4.1281 | 0 | 0 | 0 | 0 | 0 | 0 | 0 | 0 | 0 | 0 | 0
RALSTON | 11 | CROOKSTON A | 251640.307 | 664133.303 | Yes | 5.9063 | 5.9063 | 5.9063 | 5.8993 | 5.8774 | 5.8536 | 5.8249 | 5.7961 | 5.77 | 5.7344 | 5.7032 | 5.6063 | 5.4358 | 5.2677 | 5.0766 | 23.4245 | 23.198 | 23.2132 | 23.2626 | 23.2902 | 23.2276 | 23.1355 | 23.0296 | 22.9563 | 22.8776 | 22.8649 | 22.9693 | 23.2311 | 23.0039 | 22.2386
RANDOLPH LANE | 6.6 | DEWAR PLACE | 324547.109 | 673913.799 | No | 9.8649 | 9.7379 | 9.6677 | 9.6179 | 9.6525 | 9.6866 | 9.7118 | 9.7018 | 9.7647 | 9.8595 | 9.8636 | 9.976 | 10.2081 | 10.2718 | 10.2431 | 9.8649 | 9.7379 | 9.6677 | 9.6179 | 9.6525 | 9.6866 | 9.7118 | 9.7018 | 9.7647 | 9.8595 | 9.8636 | 9.976 | 10.2081 | 10.2718 | 10.2431
RANDOLPH ROAD | 11 | PARTICK | 254895.079 | 667386.54 | No | 8.5101 | 8.5101 | 8.5081 | 8.5047 | 8.5037 | 8.499 | 8.4937 | 8.4881 | 8.4821 | 8.4758 | 8.4694 | 8.4435 | 8.4076 | 8.3643 | 8.3203 | 24.6145 | 24.4265 | 24.301 | 24.2195 | 24.3634 | 24.4222 | 24.4731 | 24.5097 | 24.6194 | 24.7329 | 24.8065 | 25.0544 | 25.6573 | 25.9251 | 25.8875
RANNOCH ROAD | 6.6 | SIGHTHILL | 320168.451 | 674073.391 | No | 0 | 0 | 0 | 0 | 0 | 0 | 0 | 0 | 0 | 0 | 0 | 0 | 0 | 0 | 0 | 0 | 0 | 0 | 0 | 0 | 0 | 0 | 0 | 0 | 0 | 0 | 0 | 0 | 0 | 0
RAVENSPARK | 11 | SALTCOATS B | 231390.721 | 640406.966 | Yes | 7.7412 | 7.0457 | 6.4565 | 5.9244 | 5.3746 | 4.0158 | 1.9293 | 0.2417 | 0 | 0 | 0 | 0 | 0 | 0 | 0 | 7.7412 | 7.0457 | 6.4565 | 5.9244 | 5.3746 | 4.0158 | 1.9293 | 0.2417 | 0 | 0 | 0 | 0 | 0 | 0 | 0
REDHOUSE | 11 | REDHOUSE | 329017.581 | 695330.149 | Yes | 0 | 0 | 0 | 0 | 0 | 0 | 0 | 0 | 0 | 0 | 0 | 0 | 0 | 0 | 0 | 0 | 0 | 0 | 0 | 0 | 0 | 0 | 0 | 0 | 0 | 0 | 0 | 0 | 0 | 0
RENFREW FERRY | 11 | BRAEHEAD PARK | 250957.014 | 668034.809 | Yes | 1.9434 | 1.9386 | 1.9247 | 1.9001 | 1.8673 | 1.8306 | 1.7911 | 0 | 0 | 0 | 0 | 0 | 0 | 0 | 0 | 9.7168 | 9.6931 | 9.6234 | 9.5003 | 9.3367 | 9.1529 | 8.9553 | 0 | 0 | 0 | 0 | 0 | 0 | 0 | 0
RIVERSIDE | 11 | KILMARNOCK SOUTH | 234456.879 | 637330.853 | Yes | 6.6557 | 6.5421 | 6.4589 | 6.3758 | 6.2924 | 6.1999 | 6.1115 | 6.0243 | 6.0158 | 6.0124 | 6.0044 | 5.9912 | 5.9648 | 5.9457 | 5.9215 | 33.2785 | 32.7103 | 32.2946 | 31.8788 | 31.4622 | 26.9432 | 22.9416 | 17.8033 | 16.7797 | 15.5308 | 14.5571 | 13.924 | 25.1362 | 29.7284 | 29.6073
ROSEBURN | 11 | SIGHTHILL | 322868.6617 | 673067.4177 | No | 20.3043 | 20.2725 | 20.2437 | 20.2301 | 20.2579 | 20.3297 | 20.3251 | 20.3172 | 20.3135 | 20.3104 | 20.3027 | 20.2904 | 20.2768 | 20.2588 | 7.8343 | 20.3043 | 20.2725 | 20.2437 | 20.2301 | 20.2579 | 40.2511 | 40.2543 | 40.2219 | 40.2314 | 40.2673 | 40.2498 | 40.2645 | 36.099 | 23.7569 | 7.8343
ROTTENROW | 11 | CHARLOTTE STREET | 259651.283 | 665538.377 | No | 1.9561 | 1.3932 | 1.4432 | 1.4871 | 1.5318 | 1.584 | 1.6146 | 1.9561 | 1.9561 | 1.9561 | 1.9561 | 1.9561 | 1.9561 | 1.9561 | 1.9561 | 9.7803 | 6.9659 | 7.2162 | 7.4353 | 7.6589 | 7.9201 | 8.0732 | 9.7803 | 9.7803 | 9.7803 | 9.7803 | 9.7803 | 9.7803 | 9.7803 | 9.7803
ROTTENROW B | 11 | CHARLOTTE STREET | 259633.9218 | 665543.0972 | No | 8.2053 | 8.2053 | 8.2053 | 8.2053 | 8.2053 | 8.2053 | 8.2053 | 8.2053 | 8.2053 | 8.2053 | 8.2053 | 8.2053 | 8.2053 | 8.2053 | 8.2053 | 26.033 | 25.9535 | 25.8806 | 25.8535 | 25.9567 | 26.0115 | 26.0011 | 25.9933 | 26.0162 | 26.066 | 26.1094 | 26.2035 | 26.3552 | 26.4525 | 26.4405
S&N BREWERIES VIEWFORTH | 11 | GORGIE | 324261.726 | 672692.622 | No | 10.9743 | 10.9743 | 10.9743 | 10.9743 | 10.9743 | 10.9743 | 10.9743 | 10.9743 | 10.9743 | 10.9743 | 10.9728 | 10.965 | 10.9442 | 10.9224 | 10.9004 | 26.3504 | 26.1939 | 26.0976 | 26.0304 | 26.0853 | 26.1161 | 26.1447 | 26.143 | 26.1867 | 26.2973 | 26.3678 | 26.5191 | 26.7799 | 26.932 | 26.8744
SALTCOATS MAIN | 11 | SALTCOATS A | 224065.702 | 642681.065 | Yes | 0.99073 | 0.99073 | 0.99073 | 0.98454 | 0 | 0 | 0 | 0 | 0 | 0 | 0 | 0 | 0 | 0 | 0 | 4.9537 | 4.9537 | 3.3409 | 1.2611 | 0 | 0 | 0 | 0 | 0 | 0 | 0 | 0 | 0 | 0 | 0
SAUCHIE | 11 | DEVONSIDE | 288608.246 | 694107.478 | Yes | 9.5032 | 7.9544 | 4.6355 | 0.23434 | 0 | 0 | 0 | 0 | 0 | 0 | 0 | 0 | 0 | 0 | 0 | 9.5032 | 7.9544 | 4.6355 | 0.23434 | 0 | 0 | 0 | 0 | 0 | 0 | 0 | 0 | 0 | 0 | 0
SAUGHTON ROAD NORTH | 6.6 | SIGHTHILL | 320225.127 | 672161.82 | No | 8.688 | 8.688 | 8.688 | 8.6876 | 8.6778 | 8.6637 | 8.6533 | 8.6394 | 8.6245 | 8.6146 | 8.6 | 8.5551 | 8.4886 | 8.4027 | 7.8343 | 25.4677 | 25.2964 | 25.253 | 25.1859 | 25.1912 | 25.1724 | 25.212 | 25.2333 | 25.3026 | 25.3605 | 25.3747 | 25.4586 | 25.7826 | 23.7569 | 7.8343
SELKIRK | 11 | GALASHIELS | 347260.144 | 629467.574 | Yes | 10.0342 | 10.0055 | 0 | 0 | 0 | 0 | 0 | 0 | 0 | 0 | 0 | 0 | 0 | 0 | 0 | 10.0342 | 10.0055 | 0 | 0 | 0 | 0 | 0 | 0 | 0 | 0 | 0 | 0 | 0 | 0 | 0
SHAWPARK STREET | 11 | KILLERMONT | 257097.963 | 668628.439 | Yes | 1.1152 | 0.93949 | 0.95512 | 0.9688 | 0.97855 | 0.98635 | 0.9874 | 1.0854 | 1.0769 | 1.0735 | 1.0656 | 1.0413 | 1.0013 | 0.96818 | 0.929 | 5.576 | 4.6975 | 4.7756 | 4.844 | 4.8928 | 4.9318 | 4.937 | 5.4272 | 5.3844 | 5.3676 | 5.3279 | 5.2066 | 5.0067 | 4.8409 | 4.645
SHERWOOD | 11 | PAISLEY | 249270.37 | 664545.838 | Yes | 2.3244 | 2.3244 | 2.3244 | 2.3244 | 2.3244 | 2.3178 | 2.3119 | 2.3016 | 2.2948 | 2.2879 | 1.0203 | 0 | 0 | 0 | 0 | 11.6221 | 11.6221 | 11.6221 | 11.6221 | 11.6221 | 11.5889 | 11.5596 | 6.4506 | 4.2966 | 2.8454 | 1.0203 | 0 | 0 | 0 | 0
SHOTTS | 11 | NEWARTHILL | 287948.949 | 660158.187 | Yes | 0 | 0 | 0 | 0 | 0 | 0 | 0 | 0 | 0 | 0 | 0 | 0 | 0 | 0 | 0 | 0 | 0 | 0 | 0 | 0 | 0 | 0 | 0 | 0 | 0 | 0 | 0 | 0 | 0 | 0
SIGHTHILL FARM | 11 | SIGHTHILL | 319478.097 | 670777.252 | No | 6.1984 | 6.1984 | 6.1984 | 6.1984 | 6.1981 | 6.189 | 6.18 | 6.1759 | 6.1673 | 6.1637 | 6.1557 | 6.1369 | 6.1099 | 6.084 | 6.0593 | 10.9818 | 10.8572 | 10.7424 | 10.7117 | 10.8532 | 10.9032 | 10.9517 | 10.9464 | 10.9934 | 11.1047 | 11.1261 | 11.2568 | 11.5574 | 11.7037 | 7.8343
SORBIE | 11 | NEWTON STEWART | 241911.399 | 545772.868 | Yes | 8.3717 | 8.2983 | 8.3023 | 0 | 0 | 0 | 0 | 0 | 0 | 0 | 0 | 0 | 0 | 0 | 0 | 8.3717 | 8.2983 | 8.3023 | 0 | 0 | 0 | 0 | 0 | 0 | 0 | 0 | 0 | 0 | 0 | 0
SOUTH GYLE | 11 | SIGHTHILL | 318174.546 | 672033.362 | No | 6.4271 | 6.4271 | 6.4271 | 6.4271 | 6.4271 | 6.425 | 6.4208 | 6.4175 | 6.4143 | 6.4117 | 6.4094 | 6.404 | 6.3983 | 6.3945 | 6.3921 | 10.165 | 10.0994 | 10.0146 | 10.0017 | 10.1346 | 10.1917 | 10.2135 | 10.1708 | 10.1769 | 10.1471 | 10.1525 | 10.208 | 10.3891 | 10.5017 | 7.8343
SOUTH QUEENSFERRY | 11 | BROXBURN | 313023.241 | 677666.566 | Yes | 10.0079 | 9.8786 | 9.8633 | 9.7818 | 9.8373 | 0 | 0 | 0 | 0 | 0 | 0 | 0 | 0 | 0 | 0 | 10.0079 | 9.8786 | 9.8633 | 9.7818 | 9.8373 | 0 | 0 | 0 | 0 | 0 | 0 | 0 | 0 | 0 | 0
SOUTHFIELD | 11 | WESTFIELD | 326136.37 | 699340.856 | Yes | 15.115 | 15.115 | 13.7442 | 6.4879 | 0 | 0 | 0 | 0 | 0 | 0 | 0 | 0 | 0 | 0 | 0 | 19.0196 | 18.9724 | 13.7442 | 6.4879 | 0 | 0 | 0 | 0 | 0 | 0 | 0 | 0 | 0 | 0 | 0
SPOTT ROAD | 11 | DUNBAR B | 368352.109 | 678007.379 | Yes | 10.9319 | 0 | 0 | 0 | 0 | 0 | 0 | 0 | 0 | 0 | 0 | 0 | 0 | 0 | 0 | 10.9319 | 0 | 0 | 0 | 0 | 0 | 0 | 0 | 0 | 0 | 0 | 0 | 0 | 0 | 0
ST VINCENT CRESCENT | 11 | FINNIESTON | 257019.3904 | 665727.0868 | No | 11.7618 | 11.5601 | 11.3584 | 11.1567 | 10.9551 | 10.753 | 10.5506 | 10.3483 | 10.3477 | 10.3473 | 10.3468 | 10.3459 | 10.3448 | 10.3442 | 10.3437 | 14.744 | 14.4551 | 14.1827 | 13.9694 | 13.9049 | 13.7969 | 13.6304 | 13.4335 | 13.4536 | 13.5165 | 13.5671 | 13.7323 | 13.9206 | 14.0421 | 14.0297
ST. ANDREWS | 11 | CUPAR | 350320 | 715560 | Yes | 15.9216 | 15.9216 | 15.9204 | 15.9204 | 15.9048 | 15.8752 | 15.8445 | 15.8111 | 15.7805 | 15.7506 | 15.7162 | 15.6221 | 0 | 0 | 0 | 21.7057 | 21.5604 | 21.5073 | 21.5382 | 21.7577 | 21.7941 | 21.8271 | 21.8033 | 21.8157 | 21.8726 | 21.9238 | 21.2442 | 0 | 0 | 0
ST. ANDREWS CROSS | 6.6 | ST. ANDREWS CROSS | 258554.101 | 663513.503 | No | 11.5961 | 11.5961 | 11.5961 | 11.5961 | 11.5961 | 11.5961 | 11.5961 | 11.5961 | 11.5961 | 11.5961 | 11.5961 | 11.5961 | 11.5961 | 11.5961 | 11.5961 | 22.2459 | 22.2158 | 22.2193 | 22.2449 | 22.3341 | 22.417 | 22.4866 | 22.5415 | 22.5948 | 22.6623 | 22.7213 | 22.9771 | 23.421 | 23.6262 | 23.7071
ST. BOSWELLS | 11 | GALASHIELS | 358604.894 | 630593.88 | Yes | 7.1823 | 7.1551 | 0 | 0 | 0 | 0 | 0 | 0 | 0 | 0 | 0 | 0 | 0 | 0 | 0 | 7.1823 | 7.1551 | 0 | 0 | 0 | 0 | 0 | 0 | 0 | 0 | 0 | 0 | 0 | 0 | 0
ST. JAMES CENTRE | 11 | SHRUBHILL | 325882.8209 | 674305.5444 | No | 6.6513 | 6.3538 | 6.0755 | 5.871 | 5.8048 | 5.6912 | 5.7463 | 6.2628 | 6.3402 | 6.4273 | 6.4968 | 6.9204 | 7.1049 | 7.2108 | 7.1912 | 6.6513 | 6.3538 | 6.0755 | 5.871 | 5.8048 | 5.6912 | 5.7463 | 6.2628 | 6.3402 | 6.4273 | 6.4968 | 6.9204 | 7.1049 | 7.2108 | 7.1912
ST. NINIANS | 11 | STIRLING | 279936.553 | 691353.54 | Yes | 7.4508 | 0 | 0 | 0 | 0 | 0 | 0 | 0 | 0 | 0 | 0 | 0 | 0 | 0 | 0 | 7.4508 | 0 | 0 | 0 | 0 | 0 | 0 | 0 | 0 | 0 | 0 | 0 | 0 | 0 | 0
STEPFORD | 11 | EASTERHOUSE | 266807.787 | 664954.453 | No | 10.1868 | 10.1868 | 10.1868 | 10.1868 | 10.1868 | 10.1835 | 10.1766 | 10.1714 | 10.1663 | 10.162 | 10.1584 | 10.1496 | 7.6944 | 1.0325 | 0 | 21.7012 | 21.6577 | 21.6464 | 21.6711 | 21.7411 | 21.7618 | 21.7782 | 21.7802 | 21.7802 | 21.8064 | 21.709 | 16.0482 | 7.6944 | 1.0325 | 0
STEVENSTON | 11 | SALTCOATS A | 227013.689 | 642059.349 | Yes | 7.6445 | 5.4034 | 3.3409 | 1.2611 | 0 | 0 | 0 | 0 | 0 | 0 | 0 | 0 | 0 | 0 | 0 | 7.6445 | 5.4034 | 3.3409 | 1.2611 | 0 | 0 | 0 | 0 | 0 | 0 | 0 | 0 | 0 | 0 | 0
STEWARTON | 11 | KILMARNOCK TOWN | 239918.343 | 645365.324 | Yes | 0 | 0 | 0 | 0 | 0 | 0 | 0 | 0 | 0 | 0 | 0 | 0 | 0 | 0 | 0 | 0 | 0 | 0 | 0 | 0 | 0 | 0 | 0 | 0 | 0 | 0 | 0 | 0 | 0 | 0
STIRLING | 11 | STIRLING | 280802.8872 | 693278.882 | Yes | 8.4466 | 0 | 0 | 0 | 0 | 0 | 0 | 0 | 0 | 0 | 0 | 0 | 0 | 0 | 0 | 22.232 | 0 | 0 | 0 | 0 | 0 | 0 | 0 | 0 | 0 | 0 | 0 | 0 | 0 | 0
STIRLING UNIVERSITY | 11 | STIRLING | 281125.782 | 696008.701 | Yes | 5.2078 | 0 | 0 | 0 | 0 | 0 | 0 | 0 | 0 | 0 | 0 | 0 | 0 | 0 | 0 | 5.2078 | 0 | 0 | 0 | 0 | 0 | 0 | 0 | 0 | 0 | 0 | 0 | 0 | 0 | 0
STONEHOUSE | 11 | WISHAW | 275577.919 | 646480.612 | Yes | 0 | 0 | 0 | 0 | 0 | 0 | 0 | 0 | 0 | 0 | 0 | 0 | 0 | 0 | 0 | 0 | 0 | 0 | 0 | 0 | 0 | 0 | 0 | 0 | 0 | 0 | 0 | 0 | 0 | 0
STRANRAER | 11 | GLENLUCE | 206892 | 560120 | Yes | 0 | 0 | 0 | 0 | 0 | 0 | 0 | 0 | 0 | 0 | 0 | 0 | 0 | 0 | 0 | 0 | 0 | 0 | 0 | 0 | 0 | 0 | 0 | 0 | 0 | 0 | 0 | 0 | 0 | 0
STRATHAVEN | 11 | STRATHAVEN | 270293.432 | 644642.094 | Yes | 0 | 0 | 0 | 0 | 0 | 0 | 0 | 0 | 0 | 0 | 0 | 0 | 0 | 0 | 0 | 0 | 0 | 0 | 0 | 0 | 0 | 0 | 0 | 0 | 0 | 0 | 0 | 0 | 0 | 0
STRATHLEVEN | 11 | STRATHLEVEN | 240228.944 | 677178.855 | Yes | 3.328 | 2.9596 | 3.0529 | 5.2719 | 5.0015 | 4.674 | 4.4754 | 4.3435 | 4.3286 | 4.3752 | 4.3955 | 4.5861 | 4.8977 | 4.9144 | 4.6164 | 3.328 | 2.9596 | 3.0529 | 5.2719 | 5.0015 | 4.674 | 4.4754 | 4.3435 | 4.3286 | 4.3752 | 4.3955 | 4.5861 | 4.8977 | 4.9144 | 4.6164
SYMINGTON | 11 | LINNMILL | 298820.032 | 635900.344 | Yes | 0 | 0 | 0 | 0 | 0 | 0 | 0 | 0 | 0 | 0 | 0 | 0 | 0 | 0 | 0 | 0 | 0 | 0 | 0 | 0 | 0 | 0 | 0 | 0 | 0 | 0 | 0 | 0 | 0 | 0
TELFORD ROAD | 11 | TELFORD ROAD | 322472.2119 | 674987.8299 | No | 5.0819 | 4.9504 | 4.9071 | 4.8979 | 4.9866 | 5.0233 | 5.0202 | 4.9996 | 4.9902 | 4.9677 | 4.9773 | 5.0976 | 5.2656 | 5.059 | 4.6702 | 5.0819 | 4.9504 | 4.9071 | 4.8979 | 4.9866 | 5.0233 | 5.0202 | 4.9996 | 4.9902 | 4.9677 | 4.9773 | 5.0976 | 5.2656 | 5.059 | 4.6702
THISTLE COURT | 6.6 | DEWAR PLACE | 325419.659 | 674134.951 | No | 9.412 | 9.412 | 9.412 | 9.412 | 9.4087 | 9.4082 | 9.4078 | 9.4075 | 9.4072 | 9.407 | 9.4068 | 9.4063 | 9.4057 | 9.4054 | 9.4051 | 29.0343 | 27.411 | 27.3962 | 27.3814 | 27.3529 | 27.34 | 27.3293 | 27.3209 | 27.3183 | 27.3184 | 27.3181 | 27.3292 | 27.3534 | 27.4588 | 27.6046
TONGLAND DISTRIBUTION | 11 | TONGLAND DISTRIBUTION | 269503.143 | 553558.881 | Yes | 0 | 0 | 0 | 0 | 0 | 0 | 0 | 0 | 0 | 0 | 0 | 0 | 0 | 0 | 0 | 0 | 0 | 0 | 0 | 0 | 0 | 0 | 0 | 0 | 0 | 0 | 0 | 0 | 0 | 0
TORNESS | 11 | DUNBAR B | 374427.1 | 674923.23 | Yes | 0 | 0 | 0 | 0 | 0 | 0 | 0 | 0 | 0 | 0 | 0 | 0 | 0 | 0 | 0 | 0 | 0 | 0 | 0 | 0 | 0 | 0 | 0 | 0 | 0 | 0 | 0 | 0 | 0 | 0
TOWERS ROAD | 11 | NEWARTHILL | 278332.007 | 665689.922 | Yes | 0 | 0 | 0 | 0 | 0 | 0 | 0 | 0 | 0 | 0 | 0 | 0 | 0 | 0 | 0 | 0 | 0 | 0 | 0 | 0 | 0 | 0 | 0 | 0 | 0 | 0 | 0 | 0 | 0 | 0
TOWNHILL | 11 | DUNFERMLINE | 309927.935 | 689478.786 | Yes | 10.4281 | 10.3864 | 10.3806 | 10.3769 | 10.3668 | 10.3485 | 10.3226 | 6.2389 | 0.29573 | 0 | 0 | 0 | 0 | 0 | 0 | 21.4299 | 21.2972 | 21.2946 | 21.3826 | 21.4557 | 21.4975 | 17.6474 | 6.2389 | 0.29573 | 0 | 0 | 0 | 0 | 0 | 0
TRANENT | 11 | COCKENZIE | 339687.9688 | 672792.8107 | No | 8.8912 | 8.8887 | 8.8846 | 8.8813 | 8.8544 | 8.8159 | 8.7763 | 8.7357 | 8.6974 | 8.6554 | 8.6125 | 8.4852 | 8.2725 | 8.05 | 0 | 9.8568 | 9.6397 | 9.5911 | 9.9098 | 10.3635 | 10.5974 | 10.5321 | 10.4331 | 10.3531 | 10.2936 | 10.2667 | 10.3637 | 10.549 | 10.0675 | 0
TROON | 11 | KILMARNOCK TOWN | 233083.6648 | 631411.3028 | Yes | 0 | 0 | 0 | 0 | 0 | 0 | 0 | 0 | 0 | 0 | 0 | 0 | 0 | 0 | 0 | 0 | 0 | 0 | 0 | 0 | 0 | 0 | 0 | 0 | 0 | 0 | 0 | 0 | 0 | 0
UDDINGSTON | 11 | WESTBURN ROAD (CLYDE'S MILL) | 269788.736 | 660401.968 | No | 0 | 0 | 0 | 0 | 0 | 0 | 0 | 0 | 0 | 0 | 0 | 0 | 0 | 0 | 0 | 0 | 0 | 0 | 0 | 0 | 0 | 0 | 0 | 0 | 0 | 0 | 0 | 0 | 0 | 0
UNDERWOOD | 11 | ELDERSLIE | 247798.526 | 664287.903 | Yes | 6.1222 | 4.226 | 2.2331 | 1.3587 | 0.64784 | 0.096671 | 0 | 0.19833 | 0 | 0.27418 | 0.16022 | 1.2841 | 3.0774 | 4.9514 | 5.9658 | 19.9121 | 18.1073 | 11.1654 | 6.7935 | 3.2392 | 0.48335 | 0 | 0.99167 | 0 | 1.3709 | 0.80108 | 6.4205 | 5.999 | 5.8591 | 7.2228
VIRGINIA STREET | 11 | CHARLOTTE STREET | 259302.081 | 665177.915 | No | 9.5898 | 9.5898 | 9.5898 | 9.5898 | 9.5898 | 9.5898 | 9.5898 | 9.5898 | 9.5898 | 9.5898 | 9.5898 | 9.5898 | 9.5898 | 9.5898 | 9.5898 | 24.297 | 24.1727 | 24.0583 | 24.0315 | 24.2011 | 24.3095 | 24.2979 | 24.301 | 24.3629 | 24.4372 | 24.4679 | 24.6785 | 24.8834 | 24.9992 | 24.9706
WADDELL STREET | 11 | ST. ANDREWS CROSS | 259612.654 | 663876.729 | No | 12.1301 | 12.1301 | 12.1301 | 12.1301 | 12.1301 | 12.1301 | 12.1301 | 12.1301 | 12.1301 | 12.1301 | 12.1301 | 12.1301 | 12.1301 | 12.1301 | 12.1301 | 24.0476 | 23.9468 | 23.8325 | 23.7858 | 23.9256 | 23.9981 | 23.9856 | 23.9572 | 23.9799 | 24.0595 | 24.1196 | 24.2735 | 24.4933 | 24.6203 | 24.5999
WAROUT ROAD | 11 | GLENROTHES | 327228.545 | 700390.186 | Yes | 4.7749 | 0 | 1.4775 | 4.6967 | 4.7702 | 4.741 | 4.7277 | 4.707 | 4.6908 | 4.7353 | 4.7538 | 4.8431 | 5.0554 | 1.9612 | 0 | 4.7749 | 0 | 1.4775 | 4.6967 | 4.7702 | 4.741 | 4.7277 | 4.707 | 4.6908 | 4.7353 | 4.7538 | 4.8431 | 5.0554 | 1.9612 | 0
WATLING STREET | 11 | WISHAW | 273960.028 | 658303.9844 | Yes | 0 | 0 | 0 | 0 | 0 | 0 | 0 | 0 | 0 | 0 | 0 | 0 | 0 | 0 | 0 | 0 | 0 | 0 | 0 | 0 | 0 | 0 | 0 | 0 | 0 | 0 | 0 | 0 | 0 | 0
WEST CALDER | 11 | LIVINGSTON EAST | 301084.521 | 662861.057 | Yes | 0 | 0 | 0 | 0 | 0 | 0 | 0 | 0 | 0 | 0 | 0 | 0 | 0 | 0 | 0 | 0 | 0 | 0 | 0 | 0 | 0 | 0 | 0 | 0 | 0 | 0 | 0 | 0 | 0 | 0
WEST GEORGE STREET | 11 | WEST GEORGE STREET | 258333.7737 | 665640.2753 | No | 0 | 0 | 0 | 9.9327 | 9.9327 | 9.9327 | 9.9327 | 9.9327 | 9.9327 | 9.9327 | 9.9327 | 9.9327 | 9.9327 | 9.9327 | 9.9327 | 0 | 0 | 0 | 16.774 | 16.4432 | 16.1124 | 15.7815 | 15.4507 | 15.3349 | 15.2655 | 15.2191 | 15.2191 | 15.2191 | 15.3349 | 15.4507
WEST LINTON | 11 | KAIMES | 316152.1847 | 652622.398 | Yes | 10.9559 | 10.9098 | 10.8946 | 10.9042 | 10.8849 | 0 | 0 | 0 | 0 | 0 | 0 | 0 | 0 | 0 | 0 | 10.9559 | 10.9098 | 10.8946 | 10.9042 | 10.8849 | 0 | 0 | 0 | 0 | 0 | 0 | 0 | 0 | 0 | 0
WESTBURN ROAD | 11 | WESTBURN ROAD (CLYDE'S MILL) | 265346.313 | 660834.734 | No | 0 | 0 | 0 | 0 | 0 | 0 | 0 | 0 | 0 | 0 | 0 | 0 | 0 | 0 | 0 | 0 | 0 | 0 | 0 | 0 | 0 | 0 | 0 | 0 | 0 | 0 | 0 | 0 | 0 | 0
WESTERTON | 11 | DRUMCHAPEL | 254314.218 | 670771.106 | No | 0.724 | 0.724 | 0.724 | 0.71883 | 0.6958 | 0.66714 | 0.64118 | 0.61163 | 0.58479 | 0.55347 | 0.52192 | 0 | 0 | 0 | 0 | 3.62 | 3.62 | 3.62 | 3.5941 | 3.479 | 3.3357 | 3.2059 | 3.0582 | 2.9239 | 2.7674 | 2.6096 | 0 | 0 | 0 | 0
WESTFIELD AVE | 11 | HAGGS ROAD | 260489.435 | 661271.296 | No | 11.1267 | 11.1267 | 11.1267 | 11.1236 | 11.1178 | 11.1113 | 11.1003 | 11.0933 | 11.0811 | 11.0686 | 11.0607 | 11.0259 | 10.9621 | 10.8794 | 10.8024 | 23.3422 | 23.2214 | 23.1637 | 23.1297 | 23.2067 | 23.2718 | 23.3326 | 23.3954 | 23.3881 | 23.4035 | 23.4669 | 23.6753 | 24.0817 | 24.0367 | 23.9139
WESTWOOD | 11 | EAST KILBRIDE | 261934.8754 | 652780.226 | Yes | 0 | 0 | 0 | 0 | 0 | 0 | 0 | 0 | 0 | 0 | 0 | 0 | 0 | 0 | 0 | 0 | 0 | 0 | 0 | 0 | 0 | 0 | 0 | 0 | 0 | 0 | 0 | 0 | 0 | 0
WHITCHESTER | 11 | ECCLES | 371282.384 | 658170.064 | Yes | 0.40098 | 0.37133 | 0.35273 | 0.35799 | 0.36404 | 0.35266 | 0 | 0 | 0 | 0 | 0 | 0 | 0 | 0 | 0 | 0.40098 | 0.37133 | 0.35273 | 0.35799 | 0.36404 | 0.35266 | 0 | 0 | 0 | 0 | 0 | 0 | 0 | 0 | 0
WHITLAWBURN | 11 | WESTBURN ROAD (CLYDE'S MILL) | 264009.423 | 659347.403 | No | 0 | 0 | 0 | 0 | 0 | 0 | 0 | 0 | 0 | 0 | 0 | 0 | 0 | 0 | 0 | 0 | 0 | 0 | 0 | 0 | 0 | 0 | 0 | 0 | 0 | 0 | 0 | 0 | 0 | 0
WHOLEFLATS | 11 | GRANGEMOUTH | 294451.301 | 680473.126 | No | 7.6337 | 7.6337 | 7.6337 | 7.6337 | 0 | 0 | 0 | 0 | 0 | 0 | 0 | 0 | 0 | 0 | 0 | 9.6859 | 9.5694 | 9.4942 | 9.4751 | 0 | 0 | 0 | 0 | 0 | 0 | 0 | 0 | 0 | 0 | 0
WILLIAM STREET | 11 | DEWAR PLACE | 324255.41 | 673536.718 | No | 22.4439 | 22.4439 | 22.4439 | 22.4412 | 22.4407 | 22.4402 | 22.4357 | 22.4351 | 22.4346 | 22.4341 | 22.4287 | 22.4217 | 22.4138 | 22.3995 | 22.3915 | 25.9211 | 25.6262 | 25.6329 | 25.6503 | 25.6608 | 25.6946 | 25.7009 | 25.7373 | 25.7638 | 25.809 | 25.8198 | 25.8671 | 26.0085 | 26.2129 | 26.2987
WOODEND | 11 | HELENSBURGH | 229101.515 | 683718.176 | Yes | 10.2605 | 10.1814 | 10.1884 | 10.2086 | 10.2458 | 10.2138 | 10.1928 | 10.1696 | 10.1708 | 10.152 | 10.1518 | 10.2176 | 9.3804 | 7.9925 | 7.2277 | 10.2605 | 10.1814 | 10.1884 | 10.2086 | 10.2458 | 10.2138 | 10.1928 | 10.1696 | 10.1708 | 10.152 | 10.1518 | 10.2176 | 9.3804 | 7.9925 | 7.2277
WOODISLE | 11 | EASTERHOUSE | 266183.052 | 672994.409 | No | 9.5676 | 9.4241 | 9.4162 | 9.396 | 9.3647 | 9.2572 | 9.1739 | 9.0838 | 8.9893 | 8.933 | 8.8891 | 8.958 | 7.6944 | 1.0325 | 0 | 9.5676 | 9.4241 | 9.4162 | 9.396 | 9.3647 | 9.2572 | 9.1739 | 9.0838 | 8.9893 | 8.933 | 8.8891 | 8.958 | 7.6944 | 1.0325 | 0
WOODSIDE | 11 | COATBRIDGE | 271929.912 | 663916.72 | Yes | 7.9293 | 7.8423 | 7.8426 | 7.8656 | 7.9013 | 0 | 0 | 0 | 0 | 0 | 0 | 0 | 0 | 0 | 0 | 7.9293 | 7.8423 | 7.8426 | 7.8656 | 7.9013 | 0 | 0 | 0 | 0 | 0 | 0 | 0 | 0 | 0 | 0
YAIR BRIDGE | 22 | GALASHIELS | 346836.296 | 632270.467 | Yes | 1.6953 | 1.6769 | 0 | 0 | 0 | 0 | 0 | 0 | 0 | 0 | 0 | 0 | 0 | 0 | 0 | 1.6953 | 1.6769 | 0 | 0 | 0 | 0 | 0 | 0 | 0 | 0 | 0 | 0 | 0 | 0 | 0
YETHOLM | 11 | ECCLES | 382238.877 | 628078.659 | Yes | 3.6255 | 3.603 | 3.5862 | 3.5933 | 3.5962 | 3.57 | 0 | 0 | 0 | 0 | 0 | 0 | 0 | 0 | 0 | 3.6255 | 3.603 | 3.5862 | 3.5933 | 3.5962 | 3.57 | 0 | 0 | 0 | 0 | 0 | 0 | 0 | 0 | 0
YOKER FERRY ROAD | 11 | DRUMCHAPEL | 251265.201 | 668619.159 | No | 11.3807 | 11.3807 | 11.3807 | 11.3807 | 11.3687 | 11.3481 | 11.3309 | 10.534 | 8.267 | 6.5805 | 4.4577 | 0 | 0 | 0 | 0 | 27.0052 | 25.2709 | 24.1688 | 22.5401 | 18.8144 | 14.9333 | 12.3555 | 10.534 | 8.267 | 6.5805 | 4.4577 | 0 | 0 | 0 | 0
ZETLAND PARK | 11 | GRANGEMOUTH | 292872.099 | 681153.554 | No | 9.2054 | 9.1632 | 9.17 | 9.196 | 0 | 0 | 0 | 0 | 0 | 0 | 0 | 0 | 0 | 0 | 0 | 9.2054 | 9.1632 | 9.17 | 9.196 | 0 | 0 | 0 | 0 | 0 | 0 | 0 | 0 | 0 | 0 | 0

## High Scenario (Gen)
Generation Headroom (MW)
Return to Contents |  |  | Substation Location |  | Subject to upstream constraints beyond our network boundary (Yes/No) (See section 7.3 of the methodology statement) | Synchronous
Substation Name | Voltage (kV) | Grid Supply Point | Easting | Northing |  | 2022/23 | 2023/24 | 2024/25 | 2025/26 | 2026/27 | 2027/28 | 2028/29 | 2029/30 | 2030/31 | 2031/32 | 2032/33 | 2035 | 2040 | 2045 | 2050 | 2022/23 | 2023/24 | 2024/25 | 2025/26 | 2026/27 | 2027/28 | 2028/29 | 2029/30 | 2030/31 | 2031/32 | 2032/33 | 2035 | 2040 | 2045 | 2050
ABBEYLANDS ROAD | 11 | KILBOWIE 33 | 250627.663 | 672976.434 | Yes | 9.4628 | 9.4616 | 9.4592 | 9.4581 | 9.4559 | 9.4537 | 9.4508 | 9.4421 | 9.4324 | 9.4284 | 9.4195 | 9.3957 | 9.3578 | 6.7184 | 4.6113 | 10.5429 | 10.5769 | 10.5762 | 10.583 | 10.5838 | 10.5993 | 10.6431 | 10.6659 | 10.6938 | 10.7669 | 10.799 | 10.9605 | 10.8268 | 6.7184 | 4.6113
ABRONHILL | 11 | CUMBERNAULD | 278722.75 | 675616.923 | Yes | 7.5781 | 0 | 0 | 0 | 0 | 0 | 0 | 0 | 0 | 0 | 0 | 0 | 0 | 0 | 0 | 7.5781 | 0 | 0 | 0 | 0 | 0 | 0 | 0 | 0 | 0 | 0 | 0 | 0 | 0 | 0
ADMIRAL STREET | 6.6 | ST. ANDREWS CROSS | 257470 | 664360 | No | 7.0374 | 7.0374 | 7.0374 | 7.0374 | 7.0374 | 7.0374 | 7.0337 | 7.0331 | 7.0313 | 7.0257 | 7.0243 | 7.0145 | 6.9986 | 6.9809 | 6.9641 | 24.0001 | 24.0807 | 24.1357 | 24.2287 | 24.2709 | 24.3605 | 24.3936 | 24.4624 | 24.5577 | 24.5795 | 24.6686 | 25.204 | 25.7681 | 26.1514 | 26.1638
AIRDRIE | 11 | COATBRIDGE | 276005.377 | 665357.364 | Yes | 8.3958 | 8.3919 | 8.3747 | 8.3261 | 8.0368 | 0 | 0 | 0 | 0 | 0 | 0 | 0 | 0 | 0 | 0 | 22.0378 | 22.1374 | 22.0947 | 21.9269 | 8.0368 | 0 | 0 | 0 | 0 | 0 | 0 | 0 | 0 | 0 | 0
ALLANBANK | 11 | NEWARTHILL | 284841.084 | 657420.185 | Yes | 0 | 0 | 0 | 0 | 0 | 0 | 0 | 0 | 0 | 0 | 0 | 0 | 0 | 0 | 0 | 0 | 0 | 0 | 0 | 0 | 0 | 0 | 0 | 0 | 0 | 0 | 0 | 0 | 0 | 0
ALMONDVALE | 11 | LIVINGSTON EAST | 305553.961 | 666564.265 | Yes | 0 | 0 | 0 | 0 | 0 | 0 | 0 | 0 | 0 | 0 | 0 | 0 | 0 | 0 | 0 | 0 | 0 | 0 | 0 | 0 | 0 | 0 | 0 | 0 | 0 | 0 | 0 | 0 | 0 | 0
ANNAN | 11 | CHAPELCROSS | 319945.563 | 567343.91 | Yes | 0 | 0 | 0 | 0 | 0 | 0 | 0 | 0 | 0 | 0 | 0 | 0 | 0 | 0 | 0 | 0 | 0 | 0 | 0 | 0 | 0 | 0 | 0 | 0 | 0 | 0 | 0 | 0 | 0 | 0
ANSTRUTHER | 11 | LEVEN | 356383.016 | 703675.175 | Yes | 6.6031 | 4.7501 | 0 | 0 | 0 | 0 | 0 | 0 | 0 | 0 | 0 | 0 | 0 | 0 | 0 | 6.6031 | 4.7501 | 0 | 0 | 0 | 0 | 0 | 0 | 0 | 0 | 0 | 0 | 0 | 0 | 0
ARCHERHILL ROAD | 11 | DRUMCHAPEL | 253543.8942 | 669266.5706 | No | 9.5263 | 9.5015 | 9.4988 | 9.4469 | 6.3508 | 0 | 0 | 0 | 0 | 0 | 0 | 0 | 0 | 0 | 0 | 23.3269 | 21.4981 | 18.5005 | 13.5019 | 6.3508 | 0 | 0 | 0 | 0 | 0 | 0 | 0 | 0 | 0 | 0
ARDGOUR DRIVE | 11 | JOHNSTONE | 243193.272 | 664147.552 | Yes | 7.8751 | 7.8111 | 7.8465 | 7.7988 | 7.7508 | 7.6946 | 3.0125 | 0 | 0 | 0 | 0 | 0 | 0 | 0 | 0 | 21.8085 | 21.8383 | 21.8155 | 21.6573 | 21.5058 | 12.8121 | 3.0125 | 0 | 0 | 0 | 0 | 0 | 0 | 0 | 0
ARMADALE | 11 | BATHGATE | 294104.186 | 668090.535 | Yes | 1.8926 | 1.4576 | 0 | 0 | 0 | 0 | 0 | 0 | 0 | 0 | 0 | 0 | 0 | 0 | 0 | 8.7586 | 2.6688 | 0 | 0 | 0 | 0 | 0 | 0 | 0 | 0 | 0 | 0 | 0 | 0 | 0
ASHGROVE STREET | 11 | DALMARNOCK | 261474.041 | 662867.449 | Yes | 12.0158 | 12.0158 | 12.0158 | 11.9759 | 11.9423 | 11.914 | 10.5769 | 4.4037 | 0 | 0 | 0 | 0 | 0 | 0 | 0 | 22.5043 | 22.6014 | 22.6504 | 22.5557 | 22.4144 | 19.4035 | 10.5769 | 4.4037 | 0 | 0 | 0 | 0 | 0 | 0 | 0
AUCHNEEL | 11 | GLENLUCE | 203380.733 | 561634.223 | Yes | 0 | 0 | 0 | 0 | 0 | 0 | 0 | 0 | 0 | 0 | 0 | 0 | 0 | 0 | 0 | 0 | 0 | 0 | 0 | 0 | 0 | 0 | 0 | 0 | 0 | 0 | 0 | 0 | 0 | 0
AUCHTERMUCHTY | 11 | CUPAR | 323151.984 | 711519.316 | Yes | 7.5905 | 7.5983 | 7.5452 | 7.3851 | 7.3008 | 7.2741 | 7.1953 | 5.4939 | 0 | 0 | 0 | 0 | 0 | 0 | 0 | 7.5905 | 7.5983 | 7.5452 | 7.3851 | 7.3008 | 7.2741 | 7.1953 | 5.4939 | 0 | 0 | 0 | 0 | 0 | 0 | 0
AURS ROAD | 11 | CROOKSTON B | 250690 | 659100 | Yes | 10.1487 | 10.0644 | 9.9626 | 9.8346 | 9.6979 | 9.5553 | 6.9614 | 2.7434 | 0 | 0 | 0 | 0 | 0 | 0 | 0 | 24.6772 | 24.4385 | 24.0012 | 23.452 | 21.0717 | 13.2641 | 6.9614 | 2.7434 | 0 | 0 | 0 | 0 | 0 | 0 | 0
AVENUE END ROAD | 11 | EASTERHOUSE | 264815.531 | 667555.951 | No | 8.4783 | 8.5701 | 8.4441 | 8.2062 | 7.9878 | 7.8501 | 7.737 | 7.6856 | 4.7895 | 0.4016 | 0 | 0 | 0 | 0 | 0 | 8.4783 | 8.5701 | 8.4441 | 8.2062 | 7.9878 | 7.8501 | 7.737 | 7.6856 | 4.7895 | 0.4016 | 0 | 0 | 0 | 0 | 0
AYTON | 11 | BERWICK | 392062.407 | 660576.39 | Yes | 0 | 0 | 0 | 0 | 0 | 0 | 0 | 0 | 0 | 0 | 0 | 0 | 0 | 0 | 0 | 0 | 0 | 0 | 0 | 0 | 0 | 0 | 0 | 0 | 0 | 0 | 0 | 0 | 0 | 0
BAILLIESTON | 11 | WESTBURN ROAD (CLYDE'S MILL) | 267910 | 663290 | No | 0 | 0 | 0 | 0 | 0 | 0 | 0 | 0 | 0 | 0 | 0 | 0 | 0 | 0 | 0 | 0 | 0 | 0 | 0 | 0 | 0 | 0 | 0 | 0 | 0 | 0 | 0 | 0 | 0 | 0
BAKER STREET | 11 | DEVOL MOOR | 228325.823 | 675631.277 | Yes | 12.4731 | 12.4723 | 12.466 | 11.6935 | 6.2815 | 0.92957 | 0 | 0 | 0 | 0 | 0 | 0 | 0 | 0 | 0 | 23.7413 | 19.2723 | 15.6456 | 11.6935 | 6.2815 | 0.92957 | 0 | 0 | 0 | 0 | 0 | 0 | 0 | 0 | 0
BALGREEN | 11 | SIGHTHILL | 321867.631 | 672625.378 | No | 7.5009 | 7.5564 | 7.4689 | 7.2635 | 7.0713 | 6.8934 | 6.7695 | 6.6794 | 6.6904 | 6.6855 | 6.64 | 6.4742 | 0 | 0 | 0 | 7.5009 | 7.5564 | 7.4689 | 7.2635 | 7.0713 | 6.8934 | 6.7695 | 6.6794 | 6.6904 | 6.6855 | 6.64 | 6.4742 | 0 | 0 | 0
BALLOCH | 11 | STRATHLEVEN | 239188.9912 | 681197.131 | Yes | 10.2757 | 10.1588 | 10.0238 | 9.8755 | 9.7207 | 9.5618 | 9.4004 | 9.2374 | 9.189 | 9.1325 | 9.0829 | 8.9117 | 8.6112 | 8.2943 | 3.1356 | 25.2967 | 24.8519 | 24.2833 | 23.6686 | 23.0295 | 22.5133 | 22.0145 | 21.5171 | 21.6527 | 21.8171 | 21.9602 | 22.3712 | 15.844 | 8.7876 | 3.1356
BALMORE | 11 | KILLERMONT | 259907.163 | 673535.919 | Yes | 1.1042 | 1.2275 | 1.1957 | 1.1198 | 1.0035 | 0.92407 | 0.84385 | 0.87535 | 1.0755 | 1.2555 | 1.4407 | 2.1299 | 0 | 0 | 0 | 1.1042 | 1.2275 | 1.1957 | 1.1198 | 1.0035 | 0.92407 | 0.84385 | 0.87535 | 1.0755 | 1.2555 | 1.4407 | 2.1299 | 0 | 0 | 0
BARNTON GROVE | 11 | SIGHTHILL | 318715.464 | 675054.687 | No | 7.4465 | 7.4932 | 7.4564 | 7.3233 | 7.1942 | 7.1043 | 7.0264 | 7.0047 | 7.0204 | 7.0073 | 6.9855 | 6.8845 | 0 | 0 | 0 | 7.4465 | 7.4932 | 7.4564 | 7.3233 | 7.1942 | 7.1043 | 7.0264 | 7.0047 | 7.0204 | 7.0073 | 6.9855 | 6.8845 | 0 | 0 | 0
BARNTON QUARRY | 6.6 | SIGHTHILL | 320097.075 | 674956.678 | No | 10.0089 | 9.9953 | 9.9903 | 9.9571 | 9.921 | 9.8779 | 9.8399 | 9.795 | 9.756 | 9.7093 | 9.6621 | 9.5239 | 0 | 0 | 0 | 24.9974 | 25.0578 | 25.0055 | 24.871 | 24.7015 | 24.5205 | 24.3563 | 24.2266 | 24.2519 | 24.2388 | 24.2037 | 13.2403 | 0 | 0 | 0
BARRHEAD | 11 | CROOKSTON B | 250406.666 | 659822.989 | Yes | 6.0841 | 6.0785 | 6.0639 | 6.0315 | 5.9968 | 5.9534 | 5.9145 | 2.7434 | 0 | 0 | 0 | 0 | 0 | 0 | 0 | 21.0309 | 21.1043 | 21.0543 | 20.9421 | 20.9118 | 13.2641 | 6.9614 | 2.7434 | 0 | 0 | 0 | 0 | 0 | 0 | 0
BARRHILL | 11 | GLENLUCE | 210706.948 | 544373.807 | Yes | 0 | 0 | 0 | 0 | 0 | 0 | 0 | 0 | 0 | 0 | 0 | 0 | 0 | 0 | 0 | 0 | 0 | 0 | 0 | 0 | 0 | 0 | 0 | 0 | 0 | 0 | 0 | 0 | 0 | 0
BARTERHOLM | 11 | PAISLEY | 248648.016 | 662757.152 | Yes | 4.9918 | 4.9902 | 4.9876 | 4.9622 | 4.9328 | 4.8981 | 4.8577 | 0 | 0 | 0 | 0 | 0 | 0 | 0 | 0 | 23.4014 | 23.4776 | 23.4979 | 23.4371 | 23.3789 | 23.3984 | 10.339 | 0 | 0 | 0 | 0 | 0 | 0 | 0 | 0
BELHAVEN FORTH | 11 | DUNBAR A | 366657.81 | 678127.272 | Yes | 10.6872 | 0 | 0 | 0 | 0 | 0 | 0 | 0 | 0 | 0 | 0 | 0 | 0 | 0 | 0 | 10.6872 | 0 | 0 | 0 | 0 | 0 | 0 | 0 | 0 | 0 | 0 | 0 | 0 | 0 | 0
BELHAVEN WEST | 11 | WISHAW | 279137.466 | 655246.218 | Yes | 0 | 0 | 0 | 0 | 0 | 0 | 0 | 0 | 0 | 0 | 0 | 0 | 0 | 0 | 0 | 0 | 0 | 0 | 0 | 0 | 0 | 0 | 0 | 0 | 0 | 0 | 0 | 0 | 0 | 0
BELLSHILL (PRIMARY) | 11 | NEWARTHILL | 273441.482 | 660541.095 | Yes | 0 | 0 | 0 | 0 | 0 | 0 | 0 | 0 | 0 | 0 | 0 | 0 | 0 | 0 | 0 | 0 | 0 | 0 | 0 | 0 | 0 | 0 | 0 | 0 | 0 | 0 | 0 | 0 | 0 | 0
BERRYHILL ROAD | 11 | GIFFNOCK | 255905.112 | 658491.185 | No | 2.7055 | 2.6999 | 2.6701 | 2.605 | 2.5277 | 2.4489 | 2.3683 | 2.2793 | 2.1906 | 2.0956 | 2.0003 | 1.6962 | 0 | 0 | 0 | 13.5273 | 13.4995 | 13.3507 | 13.025 | 12.6385 | 12.2445 | 11.8414 | 11.3966 | 10.9531 | 10.4781 | 10.0013 | 8.4809 | 0 | 0 | 0
BIGGAR | 11 | LINNMILL | 304111.234 | 637546.286 | Yes | 0 | 0 | 0 | 0 | 0 | 0 | 0 | 0 | 0 | 0 | 0 | 0 | 0 | 0 | 0 | 0 | 0 | 0 | 0 | 0 | 0 | 0 | 0 | 0 | 0 | 0 | 0 | 0 | 0 | 0
BIRRELL STREET WYND | 11 | REDHOUSE | 328814.184 | 692685.812 | Yes | 0 | 0 | 0 | 0 | 0 | 0 | 0 | 0 | 0 | 0 | 0 | 0 | 0 | 0 | 0 | 0 | 0 | 0 | 0 | 0 | 0 | 0 | 0 | 0 | 0 | 0 | 0 | 0 | 0 | 0
BISHOP | 11 | EASTERHOUSE | 268704.235 | 665634.841 | No | 8.3818 | 8.4959 | 8.457 | 8.2955 | 8.0895 | 7.9094 | 7.7285 | 7.6306 | 4.7895 | 0.4016 | 0 | 0 | 0 | 0 | 0 | 8.3818 | 8.4959 | 8.457 | 8.2955 | 8.0895 | 7.9094 | 7.7285 | 7.6306 | 4.7895 | 0.4016 | 0 | 0 | 0 | 0 | 0
BISHOPBRIGGS | 11 | KILLERMONT | 260978.59 | 670303.459 | Yes | 5.5888 | 5.581 | 5.5508 | 5.4822 | 5.406 | 5.3227 | 5.2319 | 5.1426 | 5.0483 | 4.9474 | 4.8395 | 4.5141 | 0 | 0 | 0 | 23.0139 | 23.1171 | 23.0175 | 22.7735 | 22.4466 | 22.255 | 22.0562 | 21.9455 | 16.2686 | 12.958 | 9.8218 | 5.0874 | 0 | 0 | 0
BLACKBURN | 11 | BATHGATE | 297905.928 | 665946.711 | Yes | 10.4545 | 2.6688 | 0 | 0 | 0 | 0 | 0 | 0 | 0 | 0 | 0 | 0 | 0 | 0 | 0 | 10.4545 | 2.6688 | 0 | 0 | 0 | 0 | 0 | 0 | 0 | 0 | 0 | 0 | 0 | 0 | 0
BLACKHALL PACKAGE | 11 | PAISLEY | 248944.968 | 663424.425 | Yes | 9.2341 | 9.2328 | 9.2319 | 9.2261 | 9.2077 | 9.1889 | 9.1731 | 0 | 0 | 0 | 0 | 0 | 0 | 0 | 0 | 9.4523 | 9.5006 | 9.5196 | 9.5353 | 9.5331 | 9.5747 | 9.6471 | 0 | 0 | 0 | 0 | 0 | 0 | 0 | 0
BONESS KINNEIL | 11 | GRANGEMOUTH | 298959.649 | 681278.93 | No | 11.0484 | 11.102 | 11.1081 | 10.1521 | 0 | 0 | 0 | 0 | 0 | 0 | 0 | 0 | 0 | 0 | 0 | 11.0484 | 11.102 | 11.1081 | 10.1521 | 0 | 0 | 0 | 0 | 0 | 0 | 0 | 0 | 0 | 0 | 0
BONNINGTON ROAD | 11 | SHRUBHILL | 326270.4329 | 675799.0006 | No | 6.4271 | 6.4271 | 6.4248 | 6.414 | 6.4052 | 6.3937 | 6.3805 | 6.3659 | 6.3515 | 6.3424 | 6.3268 | 6.2787 | 6.2021 | 6.1123 | 6.0217 | 27.5487 | 27.6412 | 27.6755 | 27.7159 | 27.687 | 27.6818 | 27.6315 | 27.5876 | 27.5735 | 27.5459 | 27.5332 | 27.744 | 28.1949 | 28.1338 | 27.6956
BOUNDARY STREET | 11 | DEVOL MOOR | 230980.355 | 674918.43 | Yes | 12.1682 | 12.1671 | 12.1619 | 11.6935 | 6.2815 | 0.92957 | 0 | 0 | 0 | 0 | 0 | 0 | 0 | 0 | 0 | 23.7413 | 19.2723 | 15.6456 | 11.6935 | 6.2815 | 0.92957 | 0 | 0 | 0 | 0 | 0 | 0 | 0 | 0 | 0
BOWHILL | 11 | WESTFIELD | 321324.335 | 695797.18 | Yes | 4.1862 | 4.2796 | 4.2328 | 0.75118 | 0 | 0 | 0 | 0 | 0 | 0 | 0 | 0 | 0 | 0 | 0 | 4.1862 | 4.2796 | 4.2328 | 0.75118 | 0 | 0 | 0 | 0 | 0 | 0 | 0 | 0 | 0 | 0 | 0
BRAIDWOOD | 11 | LINNMILL | 284728.213 | 648027.159 | Yes | 0 | 0 | 0 | 0 | 0 | 0 | 0 | 0 | 0 | 0 | 0 | 0 | 0 | 0 | 0 | 0 | 0 | 0 | 0 | 0 | 0 | 0 | 0 | 0 | 0 | 0 | 0 | 0 | 0 | 0
BROXBURN | 11 | BROXBURN | 307400.017 | 672045.726 | Yes | 9.6436 | 9.7612 | 9.6844 | 9.518 | 0 | 0 | 0 | 0 | 0 | 0 | 0 | 0 | 0 | 0 | 0 | 9.6436 | 9.7612 | 9.6844 | 9.518 | 0 | 0 | 0 | 0 | 0 | 0 | 0 | 0 | 0 | 0 | 0
BURGHLEE | 11 | KAIMES | 326860.596 | 665214.725 | Yes | 4.9029 | 4.8194 | 4.7989 | 4.7568 | 0 | 0 | 0 | 0 | 0 | 0 | 0 | 0 | 0 | 0 | 0 | 16.6807 | 16.5355 | 16.5035 | 16.4084 | 0 | 0 | 0 | 0 | 0 | 0 | 0 | 0 | 0 | 0 | 0
BURNBANK | 11 | STRATHAVEN | 270167.2311 | 656095.4499 | Yes | 0 | 0 | 0 | 0 | 0 | 0 | 0 | 0 | 0 | 0 | 0 | 0 | 0 | 0 | 0 | 0 | 0 | 0 | 0 | 0 | 0 | 0 | 0 | 0 | 0 | 0 | 0 | 0 | 0 | 0
BURNFIELD | 11 | GIFFNOCK | 255283.085 | 659966.077 | No | 9.7549 | 9.7533 | 9.7385 | 9.6988 | 9.6575 | 9.6185 | 9.5739 | 9.5285 | 9.4837 | 9.4299 | 9.3814 | 9.2272 | 8.9504 | 5.9583 | 1.1919 | 22.2018 | 22.2768 | 22.2304 | 22.0966 | 22.0108 | 21.9823 | 21.9479 | 21.926 | 21.9837 | 22.0605 | 22.1685 | 21.1816 | 12.0135 | 5.9583 | 1.1919
BURNSIDE | 11 | INVERKEITHING | 313183.304 | 683732.576 | Yes | 3.6919 | 3.7528 | 3.7724 | 3.6742 | 3.5671 | 3.5151 | 3.4878 | 3.4606 | 0 | 0 | 0 | 0 | 0 | 0 | 0 | 3.6919 | 3.7528 | 3.7724 | 3.6742 | 3.5671 | 3.5151 | 3.4878 | 3.4606 | 0 | 0 | 0 | 0 | 0 | 0 | 0
BURNTISLAND | 11 | GLENNISTON | 322384.921 | 686636.261 | Yes | 13.9973 | 11.1732 | 1.7424 | 0 | 0 | 0 | 0 | 0 | 0 | 0 | 0 | 0 | 0 | 0 | 0 | 24.8783 | 11.1732 | 1.7424 | 0 | 0 | 0 | 0 | 0 | 0 | 0 | 0 | 0 | 0 | 0 | 0
BUSH ESTATE | 11 | KAIMES | 325343.5251 | 663499.2663 | Yes | 11.7873 | 11.2716 | 11.2682 | 11.2448 | 0 | 0 | 0 | 0 | 0 | 0 | 0 | 0 | 0 | 0 | 0 | 11.7873 | 11.2716 | 11.2682 | 11.2448 | 0 | 0 | 0 | 0 | 0 | 0 | 0 | 0 | 0 | 0 | 0
BYREHILL | 11 | SALTCOATS A | 229161.486 | 642567.766 | Yes | 4.5794 | 2.7395 | 0.22253 | 0 | 0 | 0 | 0 | 0 | 0 | 0 | 0 | 0 | 0 | 0 | 0 | 4.5794 | 2.7395 | 0.22253 | 0 | 0 | 0 | 0 | 0 | 0 | 0 | 0 | 0 | 0 | 0 | 0
BYRES ROAD | 11 | FINNIESTON | 256770.319 | 667245.678 | No | 8.9674 | 8.9674 | 8.9645 | 8.9618 | 8.9553 | 8.9483 | 8.9457 | 8.9376 | 8.9356 | 8.9274 | 8.9193 | 8.9075 | 8.8788 | 8.8479 | 8.8136 | 11.3359 | 11.4467 | 11.4791 | 11.5501 | 11.5442 | 11.5914 | 11.6171 | 11.6371 | 11.7317 | 11.7344 | 11.7962 | 12.0473 | 12.6336 | 12.9695 | 13.2222
CADDLEHILL | 11 | SPANGO VALLEY | 227006.0708 | 676188.2622 | Yes | 10.1767 | 10.2374 | 10.2072 | 10.1272 | 10.155 | 10.2063 | 10.2718 | 10.3816 | 4.3998 | 0 | 0 | 0 | 0 | 0 | 0 | 10.1767 | 10.2374 | 10.2072 | 10.1272 | 10.155 | 10.2063 | 10.2718 | 10.3816 | 4.3998 | 0 | 0 | 0 | 0 | 0 | 0
CALAIS | 11 | DUNFERMLINE | 311912.639 | 687087.42 | Yes | 21.9144 | 19.9245 | 19.6438 | 19.0134 | 18.1225 | 17.6965 | 17.2697 | 6.9981 | 0 | 0 | 0 | 0 | 0 | 0 | 0 | 21.9144 | 19.9245 | 19.6438 | 19.0134 | 18.1225 | 17.6965 | 17.2697 | 6.9981 | 0 | 0 | 0 | 0 | 0 | 0 | 0
CALLENDAR | 11 | BAINSFORD | 289056.086 | 680237.144 | Yes | 10.4916 | 10.4902 | 6.79 | 0 | 0 | 0 | 0 | 0 | 0 | 0 | 0 | 0 | 0 | 0 | 0 | 22.0232 | 22.0977 | 6.79 | 0 | 0 | 0 | 0 | 0 | 0 | 0 | 0 | 0 | 0 | 0 | 0
CALTON ROAD | 11 | SHRUBHILL | 326128.1236 | 673955.8775 | No | 13.1971 | 13.1971 | 13.1971 | 13.1971 | 13.1971 | 13.1971 | 13.1971 | 13.1971 | 13.1971 | 13.1971 | 13.1971 | 13.1971 | 13.1971 | 13.1971 | 13.197 | 14.1118 | 14.1646 | 14.1926 | 14.2451 | 14.26 | 14.2972 | 14.3122 | 14.3355 | 14.3723 | 14.3844 | 14.4212 | 14.5358 | 15.0039 | 15.228 | 15.2228
CAMBUSLANG | 11 | DALMARNOCK | 263514.331 | 661339.515 | Yes | 6.7545 | 6.4573 | 6.1388 | 5.6233 | 5.0796 | 4.6105 | 4.3327 | 4.2385 | 0 | 0 | 0 | 0 | 0 | 0 | 0 | 6.7545 | 6.4573 | 6.1388 | 5.6233 | 5.0796 | 4.6105 | 4.3327 | 4.2385 | 0 | 0 | 0 | 0 | 0 | 0 | 0
CAMELON | 11 | BONNYBRIDGE | 286535.498 | 680078.219 | Yes | 5.5252 | 0 | 0 | 0 | 0 | 0 | 0 | 0 | 0 | 0 | 0 | 0 | 0 | 0 | 0 | 5.5252 | 0 | 0 | 0 | 0 | 0 | 0 | 0 | 0 | 0 | 0 | 0 | 0 | 0 | 0
CAMERON | 11 | BROXBURN | 305932.878 | 669609.961 | Yes | 11.0325 | 11.1349 | 11.1577 | 10.9955 | 0 | 0 | 0 | 0 | 0 | 0 | 0 | 0 | 0 | 0 | 0 | 11.0325 | 11.1349 | 11.1577 | 10.9955 | 0 | 0 | 0 | 0 | 0 | 0 | 0 | 0 | 0 | 0 | 0
CARDONALD | 11 | GOVAN | 254235.167 | 664373.735 | Yes | 10.8953 | 11.0306 | 11.0394 | 11.0166 | 10.9442 | 10.8935 | 10.7851 | 10.708 | 10.6609 | 10.5502 | 10.518 | 10.7039 | 4.9183 | 2.7402 | 2.668 | 10.8953 | 11.0306 | 11.0394 | 11.0166 | 10.9442 | 10.8935 | 10.7851 | 10.708 | 10.6609 | 10.5502 | 10.518 | 10.7039 | 4.9183 | 2.7402 | 2.668
CARFIN | 11 | NEWARTHILL | 277274.491 | 658447.367 | Yes | 0 | 0 | 0 | 0 | 0 | 0 | 0 | 0 | 0 | 0 | 0 | 0 | 0 | 0 | 0 | 0 | 0 | 0 | 0 | 0 | 0 | 0 | 0 | 0 | 0 | 0 | 0 | 0 | 0 | 0
CARGENBRIDGE | 11 | DUMFRIES | 294510.922 | 574363.571 | Yes | 11.0632 | 11.048 | 11.0491 | 0 | 0 | 0 | 0 | 0 | 0 | 0 | 0 | 0 | 0 | 0 | 0 | 21.4212 | 17.6396 | 13.7437 | 0 | 0 | 0 | 0 | 0 | 0 | 0 | 0 | 0 | 0 | 0 | 0
CARMUNNOCK ROAD | 11 | CHARLOTTE STREET | 259033.165 | 660559.633 | No | 10.3646 | 10.3619 | 10.3485 | 10.3126 | 10.2707 | 10.2244 | 10.1704 | 10.1177 | 10.0595 | 9.999 | 9.9376 | 9.7447 | 9.4074 | 9.0381 | 8.6363 | 25.8582 | 25.9316 | 25.8843 | 25.7611 | 25.6641 | 25.6159 | 25.5713 | 25.5554 | 25.5424 | 25.5462 | 25.5264 | 25.5217 | 25.2383 | 24.0883 | 22.1552
CARRON | 11 | BAINSFORD | 288060.047 | 682398.499 | Yes | 9.8565 | 9.8526 | 6.79 | 0 | 0 | 0 | 0 | 0 | 0 | 0 | 0 | 0 | 0 | 0 | 0 | 24.2993 | 22.0977 | 6.79 | 0 | 0 | 0 | 0 | 0 | 0 | 0 | 0 | 0 | 0 | 0 | 0
CARRUTHERSTOWN | 11 | DUMFRIES | 309625.3147 | 570239.5477 | Yes | 6.5766 | 6.541 | 6.5225 | 0 | 0 | 0 | 0 | 0 | 0 | 0 | 0 | 0 | 0 | 0 | 0 | 6.5766 | 6.541 | 6.5225 | 0 | 0 | 0 | 0 | 0 | 0 | 0 | 0 | 0 | 0 | 0 | 0
CARSFAD HYDRO | 11 | CARSFAD HYDRO | 260542 | 585408 | No | 18.2434 | 17.9759 | 17.3666 | 17.3245 | 16.8217 | 16.2323 | 15.377 | 14.5493 | 13.8609 | 13.0138 | 12.1878 | 9.4711 | 4.3638 | 0 | 0 | 18.2434 | 17.9759 | 17.3666 | 17.3245 | 16.8217 | 16.2323 | 15.377 | 14.5493 | 13.8609 | 13.0138 | 12.1878 | 9.4711 | 4.3638 | 0 | 0
CASTLANDHILL | 11 | INVERKEITHING | 312475.541 | 682770.263 | Yes | 8.3477 | 8.5765 | 8.6653 | 8.4772 | 8.2183 | 8.2189 | 8.5265 | 6.9981 | 0 | 0 | 0 | 0 | 0 | 0 | 0 | 8.3477 | 8.5765 | 8.6653 | 8.4772 | 8.2183 | 8.2189 | 8.5265 | 6.9981 | 0 | 0 | 0 | 0 | 0 | 0 | 0
CASTLE | 11 | GIFFNOCK | 255438.51 | 656118.256 | No | 4.9664 | 4.9636 | 4.9493 | 4.9201 | 4.891 | 4.8605 | 4.8312 | 4.8004 | 4.7707 | 4.7397 | 4.7053 | 4.6096 | 0 | 0 | 0 | 23.4859 | 23.6792 | 23.6559 | 23.6117 | 23.4779 | 23.3985 | 23.2698 | 23.1544 | 23.0873 | 23.2082 | 23.2519 | 8.5879 | 0 | 0 | 0
CASTLE DOUGLAS | 11 | TONGLAND | 277628.459 | 561979.07 | Yes | 4.928 | 0 | 0 | 0 | 0 | 0 | 0 | 0 | 0 | 0 | 0 | 0 | 0 | 0 | 0 | 4.928 | 0 | 0 | 0 | 0 | 0 | 0 | 0 | 0 | 0 | 0 | 0 | 0 | 0 | 0
CASTLEMILK | 11 | GIFFNOCK | 259917.552 | 659270.554 | No | 8.1164 | 8.115 | 8.1076 | 8.0867 | 8.0683 | 8.0434 | 8.0241 | 8.0034 | 7.9838 | 7.9639 | 7.9449 | 7.8834 | 0 | 0 | 0 | 19.1828 | 19.2439 | 19.2281 | 19.1689 | 19.1676 | 19.1818 | 19.2465 | 19.3241 | 19.436 | 19.6146 | 19.7061 | 8.5879 | 0 | 0 | 0
CHAPEL | 11 | REDHOUSE | 326403.362 | 694247.059 | Yes | 0 | 0 | 0 | 0 | 0 | 0 | 0 | 0 | 0 | 0 | 0 | 0 | 0 | 0 | 0 | 0 | 0 | 0 | 0 | 0 | 0 | 0 | 0 | 0 | 0 | 0 | 0 | 0 | 0 | 0
CHAPELHALL | 11 | NEWARTHILL | 277733.7815 | 661740.4651 | Yes | 0 | 0 | 0 | 0 | 0 | 0 | 0 | 0 | 0 | 0 | 0 | 0 | 0 | 0 | 0 | 0 | 0 | 0 | 0 | 0 | 0 | 0 | 0 | 0 | 0 | 0 | 0 | 0 | 0 | 0
CHARLES STREET | 11 | PORT DUNDAS | 260654.181 | 666548.948 | No | 0 | 0 | 0 | 0 | 0 | 0 | 0 | 0 | 0 | 0 | 0 | 0 | 0 | 0 | 0 | 0 | 0 | 0 | 0 | 0 | 0 | 0 | 0 | 0 | 0 | 0 | 0 | 0 | 0 | 0
CHIRNSIDE | 11 | ECCLES | 386977.1746 | 656676.2966 | Yes | 14.9055 | 10.7818 | 1.6923 | 0 | 0 | 0 | 0 | 0 | 0 | 0 | 0 | 0 | 0 | 0 | 0 | 20.367 | 10.7818 | 1.6923 | 0 | 0 | 0 | 0 | 0 | 0 | 0 | 0 | 0 | 0 | 0 | 0
CLARK WAY | 11 | COATBRIDGE | 272593.688 | 661196.861 | Yes | 12.0793 | 12.0328 | 11.9021 | 11.7455 | 8.0368 | 0 | 0 | 0 | 0 | 0 | 0 | 0 | 0 | 0 | 0 | 23.9684 | 23.7847 | 23.1889 | 22.4915 | 8.0368 | 0 | 0 | 0 | 0 | 0 | 0 | 0 | 0 | 0 | 0
CLARKSTON | 11 | GIFFNOCK | 257299.813 | 657407.196 | No | 9.3612 | 9.3517 | 9.3183 | 9.2406 | 9.1554 | 9.0629 | 8.9693 | 8.8701 | 8.7661 | 8.6565 | 8.541 | 8.1917 | 0 | 0 | 0 | 25.8289 | 25.9395 | 25.8079 | 25.4989 | 25.1806 | 24.9405 | 24.7239 | 24.5752 | 24.5863 | 24.5491 | 24.4818 | 8.5879 | 0 | 0 | 0
CLUNY ROAD | 11 | GLENNISTON | 325194.767 | 694002.272 | Yes | 3.5135 | 3.5485 | 1.7424 | 0 | 0 | 0 | 0 | 0 | 0 | 0 | 0 | 0 | 0 | 0 | 0 | 3.5135 | 3.5485 | 1.7424 | 0 | 0 | 0 | 0 | 0 | 0 | 0 | 0 | 0 | 0 | 0 | 0
CLYDEBANK BUSINESS PARK | 11 | KILBOWIE 33 | 249301.767 | 670590.447 | Yes | 9.1706 | 9.1706 | 9.1706 | 9.1706 | 9.1706 | 9.1706 | 9.1706 | 9.1703 | 9.1699 | 9.168 | 9.1675 | 9.1599 | 9.1448 | 6.7184 | 4.6113 | 11.2183 | 11.3049 | 11.358 | 11.4514 | 11.4929 | 11.5749 | 11.6138 | 11.6712 | 11.7604 | 11.7877 | 11.8665 | 12.2245 | 10.8268 | 6.7184 | 4.6113
COATS STREET | 11 | COATBRIDGE | 273717.4208 | 665030.5976 | Yes | 9.4247 | 9.4219 | 9.4068 | 9.3589 | 8.0368 | 0 | 0 | 0 | 0 | 0 | 0 | 0 | 0 | 0 | 0 | 22.2435 | 22.3517 | 22.336 | 22.1998 | 8.0368 | 0 | 0 | 0 | 0 | 0 | 0 | 0 | 0 | 0 | 0
CODDINGTON CRES | 11 | NEWARTHILL | 276423.804 | 661399.069 | Yes | 0 | 0 | 0 | 0 | 0 | 0 | 0 | 0 | 0 | 0 | 0 | 0 | 0 | 0 | 0 | 0 | 0 | 0 | 0 | 0 | 0 | 0 | 0 | 0 | 0 | 0 | 0 | 0 | 0 | 0
COLDSTREAM | 11 | ECCLES | 384927.129 | 640012.652 | Yes | 0.9881 | 0.9575 | 0.66292 | 0 | 0 | 0 | 0 | 0 | 0 | 0 | 0 | 0 | 0 | 0 | 0 | 0.9881 | 0.9575 | 0.66292 | 0 | 0 | 0 | 0 | 0 | 0 | 0 | 0 | 0 | 0 | 0 | 0
COLINSBURGH | 11 | LEVEN | 346352.442 | 702659.256 | Yes | 4.617 | 4.6011 | 0 | 0 | 0 | 0 | 0 | 0 | 0 | 0 | 0 | 0 | 0 | 0 | 0 | 4.617 | 4.6011 | 0 | 0 | 0 | 0 | 0 | 0 | 0 | 0 | 0 | 0 | 0 | 0 | 0
COLINTON NORTH | 11 | SIGHTHILL | 320566.631 | 669129.286 | No | 9.793 | 9.8815 | 9.7691 | 9.5426 | 9.39 | 9.2345 | 9.1364 | 9.0593 | 9.0195 | 9.0147 | 8.9383 | 8.8355 | 0 | 0 | 0 | 9.793 | 9.8815 | 9.7691 | 9.5426 | 9.39 | 9.2345 | 9.1364 | 9.0593 | 9.0195 | 9.0147 | 8.9383 | 8.8355 | 0 | 0 | 0
COLLEGE MILTON | 11 | EAST KILBRIDE | 261565.076 | 654641.305 | Yes | 0 | 0 | 0 | 0 | 0 | 0 | 0 | 0 | 0 | 0 | 0 | 0 | 0 | 0 | 0 | 0 | 0 | 0 | 0 | 0 | 0 | 0 | 0 | 0 | 0 | 0 | 0 | 0 | 0 | 0
COLLYDENE | 11 | GLENROTHES | 326502.354 | 702983.446 | Yes | 8.5861 | 0 | 0 | 8.4959 | 8.295 | 8.1413 | 1.678 | 0 | 0 | 0 | 0 | 0 | 0 | 0 | 0 | 8.5861 | 0 | 0 | 8.4959 | 8.295 | 8.1413 | 1.678 | 0 | 0 | 0 | 0 | 0 | 0 | 0 | 0
COLQUHOUN STREET | 11 | STIRLING | 280094.605 | 692811.604 | Yes | 7.6337 | 0 | 0 | 0 | 0 | 0 | 0 | 0 | 0 | 0 | 0 | 0 | 0 | 0 | 0 | 20.4831 | 0 | 0 | 0 | 0 | 0 | 0 | 0 | 0 | 0 | 0 | 0 | 0 | 0 | 0
COMMERCIAL ROAD | 11 | HAWICK | 350141.183 | 614818.922 | Yes | 10.0453 | 10.1546 | 10.1526 | 0 | 0 | 0 | 0 | 0 | 0 | 0 | 0 | 0 | 0 | 0 | 0 | 10.0453 | 10.1546 | 10.1526 | 0 | 0 | 0 | 0 | 0 | 0 | 0 | 0 | 0 | 0 | 0 | 0
COMMON FARM | 11 | EAST KILBRIDE SOUTH | 264059.0378 | 653911.8936 | Yes | 0 | 0 | 0 | 0 | 0 | 0 | 0 | 0 | 0 | 0 | 0 | 0 | 0 | 0 | 0 | 0 | 0 | 0 | 0 | 0 | 0 | 0 | 0 | 0 | 0 | 0 | 0 | 0 | 0 | 0
CONDORRAT | 11 | CUMBERNAULD | 274173.974 | 673522.551 | Yes | 6.3631 | 0 | 0 | 0 | 0 | 0 | 0 | 0 | 0 | 0 | 0 | 0 | 0 | 0 | 0 | 6.3631 | 0 | 0 | 0 | 0 | 0 | 0 | 0 | 0 | 0 | 0 | 0 | 0 | 0 | 0
CONSETT STREET | 11 | EASTERHOUSE | 265320.697 | 665698.436 | No | 3.3405 | 3.339 | 3.3277 | 3.2849 | 3.2453 | 3.2036 | 3.1597 | 3.1162 | 3.072 | 0.4016 | 0 | 0 | 0 | 0 | 0 | 16.7027 | 16.6948 | 16.6387 | 16.4247 | 16.2267 | 16.018 | 14.7819 | 10.062 | 4.7895 | 0.4016 | 0 | 0 | 0 | 0 | 0
CORRA LINN | 11 | LINNMILL | 288430.395 | 641727.63 | Yes | 0 | 0 | 0 | 0 | 0 | 0 | 0 | 0 | 0 | 0 | 0 | 0 | 0 | 0 | 0 | 0 | 0 | 0 | 0 | 0 | 0 | 0 | 0 | 0 | 0 | 0 | 0 | 0 | 0 | 0
COUSLAND | 11 | LIVINGSTON EAST | 305687.912 | 668277.457 | Yes | 0 | 0 | 0 | 0 | 0 | 0 | 0 | 0 | 0 | 0 | 0 | 0 | 0 | 0 | 0 | 0 | 0 | 0 | 0 | 0 | 0 | 0 | 0 | 0 | 0 | 0 | 0 | 0 | 0 | 0
COWDENBEATH | 11 | WESTFIELD | 315267.288 | 691536.394 | Yes | 3.0205 | 3.1219 | 3.0803 | 0.75118 | 0 | 0 | 0 | 0 | 0 | 0 | 0 | 0 | 0 | 0 | 0 | 3.0205 | 3.1219 | 3.0803 | 0.75118 | 0 | 0 | 0 | 0 | 0 | 0 | 0 | 0 | 0 | 0 | 0
COWGATE | 11 | DEWAR PLACE | 326020.5112 | 673470.1263 | No | 4.4901 | 4.4901 | 4.4901 | 4.4858 | 4.4804 | 4.4795 | 4.4733 | 4.4725 | 4.465 | 4.4571 | 4.4556 | 4.4381 | 4.4103 | 4.3816 | 4.3525 | 10.1278 | 10.2035 | 10.2593 | 10.3264 | 10.3423 | 10.43 | 10.452 | 10.5231 | 10.5959 | 10.6026 | 10.7017 | 11.0847 | 11.7081 | 11.9641 | 12.1552
CRAIGDHU ROAD | 11 | DRUMCHAPEL | 254153.084 | 674203.112 | No | 9.1461 | 9.2617 | 9.1894 | 8.9443 | 6.3508 | 0 | 0 | 0 | 0 | 0 | 0 | 0 | 0 | 0 | 0 | 9.1461 | 9.2617 | 9.1894 | 8.9443 | 6.3508 | 0 | 0 | 0 | 0 | 0 | 0 | 0 | 0 | 0 | 0
CRAIGENDORAN | 11 | HELENSBURGH | 231066.769 | 682015.943 | Yes | 12.689 | 12.6851 | 12.6683 | 12.6179 | 12.5653 | 12.5122 | 8.0444 | 1.3692 | 0 | 0 | 0 | 0 | 0 | 0 | 0 | 25.3758 | 25.4729 | 25.4345 | 25.2661 | 25.0846 | 16.6342 | 8.0444 | 1.3692 | 0 | 0 | 0 | 0 | 0 | 0 | 0
CRAIGNEUK | 11 | WISHAW | 277686.77 | 655490.502 | Yes | 0 | 0 | 0 | 0 | 0 | 0 | 0 | 0 | 0 | 0 | 0 | 0 | 0 | 0 | 0 | 0 | 0 | 0 | 0 | 0 | 0 | 0 | 0 | 0 | 0 | 0 | 0 | 0 | 0 | 0
CREETOWN | 11 | NEWTON STEWART | 248081.9917 | 559479.8713 | Yes | 7.4448 | 7.3876 | 6.4381 | 0 | 0 | 0 | 0 | 0 | 0 | 0 | 0 | 0 | 0 | 0 | 0 | 7.4448 | 7.3876 | 6.4381 | 0 | 0 | 0 | 0 | 0 | 0 | 0 | 0 | 0 | 0 | 0 | 0
CRONBERRY | 11 | COYLTON | 265534.663 | 626062.689 | Yes | 0 | 0 | 0 | 0 | 0 | 0 | 0 | 0 | 0 | 0 | 0 | 0 | 0 | 0 | 0 | 0 | 0 | 0 | 0 | 0 | 0 | 0 | 0 | 0 | 0 | 0 | 0 | 0 | 0 | 0
CROOKSTON | 11 | CROOKSTON A | 251943.526 | 661211.103 | Yes | 4.6361 | 4.6322 | 4.6136 | 4.5691 | 4.5195 | 4.467 | 4.4136 | 4.3581 | 4.2981 | 4.2402 | 4.1774 | 3.9858 | 3.6485 | 3.2845 | 2.8999 | 23.1806 | 23.1611 | 23.0681 | 22.8455 | 22.5974 | 22.335 | 22.068 | 21.7905 | 21.4905 | 21.2011 | 20.8871 | 19.9291 | 15.2064 | 9.9642 | 3.5607
CUMNOCK | 11 | COYLTON | 256307.448 | 619815.904 | Yes | 0 | 0 | 0 | 0 | 0 | 0 | 0 | 0 | 0 | 0 | 0 | 0 | 0 | 0 | 0 | 0 | 0 | 0 | 0 | 0 | 0 | 0 | 0 | 0 | 0 | 0 | 0 | 0 | 0 | 0
CUPAR | 11 | CUPAR | 336077.8335 | 713987.1492 | Yes | 9.1452 | 9.0871 | 9.065 | 8.9836 | 8.8936 | 8.8031 | 8.7085 | 5.4939 | 0 | 0 | 0 | 0 | 0 | 0 | 0 | 22.1997 | 22.3792 | 22.3451 | 22.1056 | 21.9189 | 22.002 | 14.9475 | 5.4939 | 0 | 0 | 0 | 0 | 0 | 0 | 0
CURRIE | 11 | CURRIE | 318283.2533 | 668372.4913 | No | 0 | 0 | 0 | 0 | 0 | 0 | 0 | 0 | 0 | 0 | 0 | 0 | 0 | 0 | 0 | 0 | 0 | 0 | 0 | 0 | 0 | 0 | 0 | 0 | 0 | 0 | 0 | 0 | 0 | 0
DALBEATTIE | 11 | TONGLAND | 283323.5209 | 561124.9475 | Yes | 3.8313 | 0 | 0 | 0 | 0 | 0 | 0 | 0 | 0 | 0 | 0 | 0 | 0 | 0 | 0 | 3.8313 | 0 | 0 | 0 | 0 | 0 | 0 | 0 | 0 | 0 | 0 | 0 | 0 | 0 | 0
DALGETY | 11 | INVERKEITHING | 315207.7007 | 683527.3367 | Yes | 8.5269 | 8.6122 | 8.6272 | 8.4283 | 8.1618 | 7.9835 | 7.7958 | 6.9981 | 0 | 0 | 0 | 0 | 0 | 0 | 0 | 8.5269 | 8.6122 | 8.6272 | 8.4283 | 8.1618 | 7.9835 | 7.7958 | 6.9981 | 0 | 0 | 0 | 0 | 0 | 0 | 0
DALRYMPLE DRIVE | 11 | KILWINNING | 233006.419 | 639150.79 | Yes | 11.308 | 11.4559 | 11.3935 | 11.2379 | 10.983 | 4.2174 | 0 | 0 | 0 | 0 | 0 | 0 | 0 | 0 | 0 | 11.308 | 11.4559 | 11.3935 | 11.2379 | 10.983 | 4.2174 | 0 | 0 | 0 | 0 | 0 | 0 | 0 | 0 | 0
DARVEL | 11 | COYLTON | 257098.143 | 637625.186 | Yes | 0 | 0 | 0 | 0 | 0 | 0 | 0 | 0 | 0 | 0 | 0 | 0 | 0 | 0 | 0 | 0 | 0 | 0 | 0 | 0 | 0 | 0 | 0 | 0 | 0 | 0 | 0 | 0 | 0 | 0
DAVID STREET | 11 | CHARLOTTE STREET | 261301.937 | 664478.457 | No | 5.5888 | 5.5888 | 5.5879 | 5.588 | 5.5882 | 5.5881 | 5.5882 | 5.5839 | 5.5829 | 5.5826 | 5.5824 | 5.5749 | 5.556 | 5.5418 | 5.5193 | 22.0126 | 22.1022 | 22.1464 | 22.2373 | 22.2713 | 22.3624 | 22.4133 | 22.4719 | 22.5781 | 22.7251 | 22.9357 | 23.7008 | 21.164 | 17.4618 | 15.1382
DEANS | 11 | DRUMCROSS | 301815.865 | 668924.207 | Yes | 9.5263 | 8.179 | 6.1219 | 5.2464 | 4.125 | 0 | 0 | 0 | 0 | 0 | 0 | 0 | 0 | 0 | 0 | 11.384 | 10.3608 | 8.6604 | 7.9944 | 7.0281 | 0 | 0 | 0 | 0 | 0 | 0 | 0 | 0 | 0 | 0
DEANS CLOSE | 11 | HAWICK | 365117.11 | 620533.888 | Yes | 10.7028 | 10.7703 | 10.7752 | 0 | 0 | 0 | 0 | 0 | 0 | 0 | 0 | 0 | 0 | 0 | 0 | 10.7028 | 10.7703 | 10.7752 | 0 | 0 | 0 | 0 | 0 | 0 | 0 | 0 | 0 | 0 | 0 | 0
DEDRIDGE | 11 | LIVINGSTON EAST | 306010.0296 | 666459.7791 | Yes | 0 | 0 | 0 | 0 | 0 | 0 | 0 | 0 | 0 | 0 | 0 | 0 | 0 | 0 | 0 | 0 | 0 | 0 | 0 | 0 | 0 | 0 | 0 | 0 | 0 | 0 | 0 | 0 | 0 | 0
DENHOLM | 11 | HAWICK | 356763.7612 | 617774.969 | Yes | 2.1024 | 2.0491 | 1.9842 | 0 | 0 | 0 | 0 | 0 | 0 | 0 | 0 | 0 | 0 | 0 | 0 | 2.1024 | 2.0491 | 1.9842 | 0 | 0 | 0 | 0 | 0 | 0 | 0 | 0 | 0 | 0 | 0 | 0
DENMARK STREET | 11 | PORT DUNDAS | 259224.027 | 667945.486 | No | 0 | 0 | 0 | 0 | 0 | 0 | 0 | 0 | 0 | 0 | 0 | 0 | 0 | 0 | 0 | 0 | 0 | 0 | 0 | 0 | 0 | 0 | 0 | 0 | 0 | 0 | 0 | 0 | 0 | 0
DEWAR PLACE | 11 | DEWAR PLACE | 324478.4386 | 673284.6939 | No | 6.897 | 6.897 | 6.897 | 6.8928 | 6.8921 | 6.8916 | 6.8913 | 6.891 | 6.8908 | 6.8906 | 6.8904 | 6.89 | 6.8897 | 6.8895 | 6.8893 | 11.8316 | 11.9404 | 11.9953 | 12.0896 | 12.1108 | 12.1831 | 12.2063 | 12.2507 | 12.3202 | 12.3331 | 12.3978 | 12.7425 | 13.4353 | 13.7757 | 13.7461
DOLLAR | 11 | DEVONSIDE | 296004.979 | 696976.894 | Yes | 13.8862 | 4.5358 | 0 | 0 | 0 | 0 | 0 | 0 | 0 | 0 | 0 | 0 | 0 | 0 | 0 | 13.8862 | 4.5358 | 0 | 0 | 0 | 0 | 0 | 0 | 0 | 0 | 0 | 0 | 0 | 0 | 0
DOUGLAS WEST | 11 | LINNMILL | 282028.1435 | 630963.276 | Yes | 0 | 0 | 0 | 0 | 0 | 0 | 0 | 0 | 0 | 0 | 0 | 0 | 0 | 0 | 0 | 0 | 0 | 0 | 0 | 0 | 0 | 0 | 0 | 0 | 0 | 0 | 0 | 0 | 0 | 0
DRUMCHAPEL ROAD | 11 | DRUMCHAPEL | 252929.2952 | 670645.141 | No | 8.942 | 8.9183 | 8.9232 | 8.8873 | 6.3508 | 0 | 0 | 0 | 0 | 0 | 0 | 0 | 0 | 0 | 0 | 22.0323 | 21.4981 | 18.5005 | 13.5019 | 6.3508 | 0 | 0 | 0 | 0 | 0 | 0 | 0 | 0 | 0 | 0
DRUMLEY | 11 | COYLTON | 241255.701 | 625064.261 | Yes | 0 | 0 | 0 | 0 | 0 | 0 | 0 | 0 | 0 | 0 | 0 | 0 | 0 | 0 | 0 | 0 | 0 | 0 | 0 | 0 | 0 | 0 | 0 | 0 | 0 | 0 | 0 | 0 | 0 | 0
DUMBARTON | 11 | STRATHLEVEN | 240227.055 | 675563.438 | Yes | 4.5958 | 4.6664 | 4.6395 | 4.5835 | 4.5623 | 4.5769 | 4.6338 | 4.6934 | 4.8692 | 5.0757 | 5.238 | 5.7408 | 5.5748 | 4.7845 | 3.1356 | 4.5958 | 4.6664 | 4.6395 | 4.5835 | 4.5623 | 4.5769 | 4.6338 | 4.6934 | 4.8692 | 5.0757 | 5.238 | 5.7408 | 5.5748 | 4.7845 | 3.1356
DUMFRIES 11kV | 11 | DUMFRIES | 298478.753 | 575953.462 | Yes | 7.0367 | 6.5867 | 6.5918 | 0 | 0 | 0 | 0 | 0 | 0 | 0 | 0 | 0 | 0 | 0 | 0 | 27.4203 | 17.6396 | 13.7437 | 0 | 0 | 0 | 0 | 0 | 0 | 0 | 0 | 0 | 0 | 0 | 0
DUNDAS STREET | 11 | WEST GEORGE STREET | 259138.95 | 665630.508 | No | 0 | 0 | 0 | 0 | 0 | 0 | 0 | 0 | 0 | 0 | 0 | 0 | 0 | 0 | 0 | 0 | 0 | 0 | 0 | 0 | 0 | 0 | 0 | 0 | 0 | 0 | 0 | 0 | 0 | 0
DUNDYVAN | 11 | COATBRIDGE | 272783.939 | 664617.252 | Yes | 4.4456 | 4.4429 | 4.4274 | 4.3777 | 4.3269 | 0 | 0 | 0 | 0 | 0 | 0 | 0 | 0 | 0 | 0 | 22.228 | 22.2143 | 22.1368 | 21.8885 | 8.0368 | 0 | 0 | 0 | 0 | 0 | 0 | 0 | 0 | 0 | 0
DUNS | 11 | ECCLES | 379292.6002 | 653785.4536 | Yes | 7.3488 | 7.3614 | 1.6923 | 0 | 0 | 0 | 0 | 0 | 0 | 0 | 0 | 0 | 0 | 0 | 0 | 7.3488 | 7.3614 | 1.6923 | 0 | 0 | 0 | 0 | 0 | 0 | 0 | 0 | 0 | 0 | 0 | 0
DUNSCORE | 11 | DUMFRIES | 288143.4842 | 584623.3337 | Yes | 6.3003 | 6.2791 | 6.2451 | 0 | 0 | 0 | 0 | 0 | 0 | 0 | 0 | 0 | 0 | 0 | 0 | 6.3003 | 6.2791 | 6.2451 | 0 | 0 | 0 | 0 | 0 | 0 | 0 | 0 | 0 | 0 | 0 | 0
DURIE HOUSE | 11 | LEVEN | 337922.938 | 702480.652 | Yes | 8.8438 | 4.7501 | 0 | 0 | 0 | 0 | 0 | 0 | 0 | 0 | 0 | 0 | 0 | 0 | 0 | 8.8438 | 4.7501 | 0 | 0 | 0 | 0 | 0 | 0 | 0 | 0 | 0 | 0 | 0 | 0 | 0
EARLS ROAD | 11 | BAINSFORD | 292269.7366 | 681921.9291 | Yes | 8.332 | 8.4106 | 6.79 | 0 | 0 | 0 | 0 | 0 | 0 | 0 | 0 | 0 | 0 | 0 | 0 | 8.332 | 8.4106 | 6.79 | 0 | 0 | 0 | 0 | 0 | 0 | 0 | 0 | 0 | 0 | 0 | 0
EARLSTON (BORDERS) | 11 | GALASHIELS | 358013.603 | 638522.1 | Yes | 1.1958 | 0.35027 | 0 | 0 | 0 | 0 | 0 | 0 | 0 | 0 | 0 | 0 | 0 | 0 | 0 | 1.1958 | 0.35027 | 0 | 0 | 0 | 0 | 0 | 0 | 0 | 0 | 0 | 0 | 0 | 0 | 0
EARLSTOUN HYDRO | 11 | EARLSTOUN HYDRO | 261389.3718 | 581925.3077 | No | 1.1092 | 0 | 0 | 0 | 0 | 0 | 0 | 0 | 0 | 0 | 0 | 0 | 0 | 0 | 0 | 1.1092 | 0 | 0 | 0 | 0 | 0 | 0 | 0 | 0 | 0 | 0 | 0 | 0 | 0 | 0
EAST LINTON | 11 | DUNBAR A | 358505.528 | 676930.318 | Yes | 2.2593 | 0 | 0 | 0 | 0 | 0 | 0 | 0 | 0 | 0 | 0 | 0 | 0 | 0 | 0 | 2.2593 | 0 | 0 | 0 | 0 | 0 | 0 | 0 | 0 | 0 | 0 | 0 | 0 | 0 | 0
EAST MAINS | 11 | BROXBURN | 309501.321 | 672490.106 | Yes | 9.3725 | 7.9929 | 6.551 | 5.1382 | 0 | 0 | 0 | 0 | 0 | 0 | 0 | 0 | 0 | 0 | 0 | 9.3725 | 7.9929 | 6.551 | 5.1382 | 0 | 0 | 0 | 0 | 0 | 0 | 0 | 0 | 0 | 0 | 0
EAST TRINITY ROAD | 6.6 | SHRUBHILL | 324812.088 | 676447.157 | No | 10.6948 | 10.6933 | 10.6877 | 10.6635 | 10.6384 | 10.6115 | 10.5786 | 10.5488 | 10.5142 | 10.4823 | 10.4448 | 10.3363 | 10.1321 | 9.9158 | 9.6849 | 25.7588 | 25.843 | 25.8721 | 25.8166 | 25.7722 | 25.7493 | 25.7245 | 25.6885 | 25.6726 | 25.6603 | 25.6194 | 25.4343 | 24.9537 | 24.4549 | 23.6132
EASTER ROAD | 11 | SHRUBHILL | 327010.943 | 674898.221 | No | 8.5015 | 8.5567 | 8.5731 | 8.5964 | 8.599 | 8.6157 | 8.6184 | 8.6246 | 8.6459 | 8.6517 | 8.6812 | 9.0035 | 9.4937 | 9.7726 | 9.8724 | 8.5015 | 8.5567 | 8.5731 | 8.5964 | 8.599 | 8.6157 | 8.6184 | 8.6246 | 8.6459 | 8.6517 | 8.6812 | 9.0035 | 9.4937 | 9.7726 | 9.8724
EASTERCRAIGS | 11 | DALMARNOCK | 261876.143 | 665565.831 | Yes | 9.5771 | 9.5771 | 9.5771 | 9.5371 | 9.5036 | 9.4753 | 9.4531 | 4.4037 | 0 | 0 | 0 | 0 | 0 | 0 | 0 | 22.799 | 22.9145 | 22.9486 | 22.814 | 22.6497 | 19.4035 | 10.5769 | 4.4037 | 0 | 0 | 0 | 0 | 0 | 0 | 0
ECKFORD STREET | 11 | CARNTYNE | 264147.386 | 663766.231 | Yes | 8.4593 | 8.39 | 8.3864 | 8.3724 | 8.3432 | 8.3105 | 8.2761 | 8.2383 | 8.2006 | 8.1617 | 8.1174 | 7.9909 | 7.7575 | 7.5067 | 7.2345 | 19.4119 | 19.4339 | 19.44 | 19.4247 | 19.2919 | 19.172 | 19.0196 | 18.8671 | 18.7468 | 18.7177 | 18.6943 | 18.7474 | 18.1462 | 17.2103 | 15.1382
ELIZABETH STREET | 6.6 | GOVAN | 256231.146 | 664475.78 | Yes | 4.8419 | 4.8954 | 4.9194 | 5.0666 | 5.1658 | 5.2764 | 5.2748 | 5.278 | 5.2929 | 5.298 | 5.3215 | 5.4088 | 4.9183 | 2.7402 | 2.668 | 4.8419 | 4.8954 | 4.9194 | 5.0666 | 5.1658 | 5.2764 | 5.2748 | 5.278 | 5.2929 | 5.298 | 5.3215 | 5.4088 | 4.9183 | 2.7402 | 2.668
ELLIOT STREET | 11 | WEST GEORGE STREET | 257536.606 | 665510.73 | No | 8.0148 | 7.9258 | 7.8367 | 7.7477 | 7.6587 | 7.5697 | 7.4806 | 7.3916 | 7.3916 | 7.3916 | 7.3916 | 7.3916 | 7.3916 | 7.3916 | 7.3916 | 11.2135 | 10.869 | 10.4965 | 10.1759 | 9.7725 | 9.4073 | 9.0024 | 8.6094 | 8.6631 | 8.6694 | 8.7256 | 8.8967 | 9.6754 | 10.0335 | 10.0353
ERSKINE | 11 | ERSKINE | 246290 | 670590 | Yes | 0.7367 | 0.52094 | 0.28014 | 0 | 0 | 0 | 0 | 0 | 0 | 0 | 0 | 0 | 0 | 0 | 0 | 3.6835 | 2.6047 | 1.4007 | 0 | 0 | 0 | 0 | 0 | 0 | 0 | 0 | 0 | 0 | 0 | 0
EYEMOUTH | 11 | BERWICK | 393717.754 | 664028.547 | Yes | 0 | 0 | 0 | 0 | 0 | 0 | 0 | 0 | 0 | 0 | 0 | 0 | 0 | 0 | 0 | 0 | 0 | 0 | 0 | 0 | 0 | 0 | 0 | 0 | 0 | 0 | 0 | 0 | 0 | 0
FAIRLIE | 11 | SALTCOATS B | 221088.874 | 655811.283 | Yes | 7.0398 | 7.0153 | 6.2606 | 1.5952 | 0 | 0 | 0 | 0 | 0 | 0 | 0 | 0 | 0 | 0 | 0 | 7.0398 | 7.0153 | 6.2606 | 1.5952 | 0 | 0 | 0 | 0 | 0 | 0 | 0 | 0 | 0 | 0 | 0
FALKIRK | 11 | BONNYBRIDGE | 288699.525 | 679388.98 | Yes | 5.5252 | 0 | 0 | 0 | 0 | 0 | 0 | 0 | 0 | 0 | 0 | 0 | 0 | 0 | 0 | 5.5252 | 0 | 0 | 0 | 0 | 0 | 0 | 0 | 0 | 0 | 0 | 0 | 0 | 0 | 0
FAULDHEAD | 11 | COYLTON | 273122.6158 | 612479.9329 | Yes | 0 | 0 | 0 | 0 | 0 | 0 | 0 | 0 | 0 | 0 | 0 | 0 | 0 | 0 | 0 | 0 | 0 | 0 | 0 | 0 | 0 | 0 | 0 | 0 | 0 | 0 | 0 | 0 | 0 | 0
FINNOCK BOG | 11 | SPANGO VALLEY | 220351.198 | 670969.426 | Yes | 10.4902 | 10.5269 | 10.4847 | 10.3966 | 10.351 | 10.2927 | 10.268 | 10.2193 | 4.3998 | 0 | 0 | 0 | 0 | 0 | 0 | 10.4902 | 10.5269 | 10.4847 | 10.3966 | 10.351 | 10.2927 | 10.268 | 10.2193 | 4.3998 | 0 | 0 | 0 | 0 | 0 | 0
FIRHILL ROAD | 11 | KILLERMONT | 258156.887 | 667591.503 | Yes | 8.4339 | 8.4339 | 8.4325 | 8.4209 | 8.4129 | 8.4063 | 8.3989 | 8.3951 | 8.3863 | 8.3829 | 8.3739 | 5.0874 | 0 | 0 | 0 | 22.5957 | 22.6891 | 22.699 | 22.6904 | 22.6734 | 22.6979 | 22.6936 | 22.3951 | 16.2686 | 12.958 | 9.8218 | 5.0874 | 0 | 0 | 0
FLEMINGTON STREET | 11 | PORT DUNDAS | 260615.404 | 667405.598 | No | 0 | 0 | 0 | 0 | 0 | 0 | 0 | 0 | 0 | 0 | 0 | 0 | 0 | 0 | 0 | 0 | 0 | 0 | 0 | 0 | 0 | 0 | 0 | 0 | 0 | 0 | 0 | 0 | 0 | 0
FORGAN | 11 | CUPAR | 343651.5622 | 724817.0595 | Yes | 6.4872 | 5.1968 | 5.1994 | 4.9947 | 4.91 | 4.9059 | 5.0185 | 5.2093 | 0 | 0 | 0 | 0 | 0 | 0 | 0 | 6.4872 | 5.1968 | 5.1994 | 4.9947 | 4.91 | 4.9059 | 5.0185 | 5.2093 | 0 | 0 | 0 | 0 | 0 | 0 | 0
FORTH | 11 | NEWARTHILL | 293120.478 | 653513.837 | Yes | 0 | 0 | 0 | 0 | 0 | 0 | 0 | 0 | 0 | 0 | 0 | 0 | 0 | 0 | 0 | 0 | 0 | 0 | 0 | 0 | 0 | 0 | 0 | 0 | 0 | 0 | 0 | 0 | 0 | 0
FORTH STREET | 11 | STIRLING | 279767.5426 | 694155.0141 | Yes | 6.0705 | 0 | 0 | 0 | 0 | 0 | 0 | 0 | 0 | 0 | 0 | 0 | 0 | 0 | 0 | 6.0705 | 0 | 0 | 0 | 0 | 0 | 0 | 0 | 0 | 0 | 0 | 0 | 0 | 0 | 0
FOXBAR | 11 | ELDERSLIE | 245949.243 | 661977.839 | Yes | 8.5414 | 8.613 | 8.5751 | 8.4189 | 8.3187 | 8.2687 | 0.45124 | 0 | 0 | 0 | 0 | 0 | 0 | 0 | 0 | 8.5414 | 8.613 | 8.5751 | 8.4189 | 8.3187 | 8.2687 | 0.45124 | 0 | 0 | 0 | 0 | 0 | 0 | 0 | 0
FRANKFIELD | 11 | WESTBURN ROAD (CLYDE'S MILL) | 264720.885 | 665169.928 | No | 10.0557 | 10.1498 | 10.1626 | 10.1525 | 10.0464 | 10.0293 | 10.0884 | 10.062 | 4.7895 | 0.4016 | 0 | 0 | 0 | 0 | 0 | 10.0557 | 10.1498 | 10.1626 | 10.1525 | 10.0464 | 10.0293 | 10.0884 | 10.062 | 4.7895 | 0.4016 | 0 | 0 | 0 | 0 | 0
FROGSTON ROAD EAST | 11 | KAIMES | 327134.603 | 668013.535 | Yes | 13.6797 | 13.5998 | 13.5822 | 13.5471 | 0 | 0 | 0 | 0 | 0 | 0 | 0 | 0 | 0 | 0 | 0 | 13.9854 | 13.823 | 13.7583 | 13.6293 | 0 | 0 | 0 | 0 | 0 | 0 | 0 | 0 | 0 | 0 | 0
GARELOCHHEAD | 11 | HELENSBURGH | 223980.913 | 691436.848 | Yes | 9.2481 | 9.2836 | 9.2846 | 9.1937 | 9.1099 | 9.047 | 8.0444 | 1.3692 | 0 | 0 | 0 | 0 | 0 | 0 | 0 | 9.2481 | 9.2836 | 9.2846 | 9.1937 | 9.1099 | 9.047 | 8.0444 | 1.3692 | 0 | 0 | 0 | 0 | 0 | 0 | 0
GARTARRY | 11 | DEVONSIDE | 293301.322 | 690889.581 | Yes | 9.7478 | 4.5358 | 0 | 0 | 0 | 0 | 0 | 0 | 0 | 0 | 0 | 0 | 0 | 0 | 0 | 9.7478 | 4.5358 | 0 | 0 | 0 | 0 | 0 | 0 | 0 | 0 | 0 | 0 | 0 | 0 | 0
GARTSHERRIE | 11 | EASTERHOUSE | 272844.148 | 666357.388 | No | 10.5424 | 10.5397 | 10.5242 | 10.4822 | 10.4358 | 10.386 | 10.3391 | 10.062 | 4.7895 | 0.4016 | 0 | 0 | 0 | 0 | 0 | 22.1205 | 22.246 | 22.2503 | 22.226 | 22.2476 | 19.8209 | 14.7819 | 10.062 | 4.7895 | 0.4016 | 0 | 0 | 0 | 0 | 0
GATEHOUSE | 11 | TONGLAND | 259834.269 | 556464.953 | Yes | 7.8185 | 0 | 0 | 0 | 0 | 0 | 0 | 0 | 0 | 0 | 0 | 0 | 0 | 0 | 0 | 7.8185 | 0 | 0 | 0 | 0 | 0 | 0 | 0 | 0 | 0 | 0 | 0 | 0 | 0 | 0
GAUZE ROAD | 11 | GRANGEMOUTH | 300292.9545 | 680790.5824 | No | 13.7624 | 13.822 | 13.8355 | 10.1521 | 0 | 0 | 0 | 0 | 0 | 0 | 0 | 0 | 0 | 0 | 0 | 13.7624 | 13.822 | 13.8355 | 10.1521 | 0 | 0 | 0 | 0 | 0 | 0 | 0 | 0 | 0 | 0 | 0
GEORGE SQUARE LANE | 11 | WHITEHOUSE | 325707.789 | 672823.283 | No | 0 | 0 | 0 | 7.2693 | 7.26 | 7.2561 | 7.2469 | 7.2432 | 7.2345 | 7.2254 | 7.2229 | 7.2031 | 7.1722 | 7.1383 | 7.1026 | 0 | 0 | 0 | 8.6624 | 8.6313 | 8.6697 | 8.629 | 8.635 | 8.6506 | 8.6194 | 8.6801 | 9.0148 | 9.9282 | 10.2743 | 10.1057
GIRTHILL | 11 | JOHNSTONE | 238773.81 | 666739.382 | Yes | 10.6629 | 10.7381 | 10.6762 | 10.5256 | 10.3099 | 10.1288 | 3.0125 | 0 | 0 | 0 | 0 | 0 | 0 | 0 | 0 | 10.6629 | 10.7381 | 10.6762 | 10.5256 | 10.3099 | 10.1288 | 3.0125 | 0 | 0 | 0 | 0 | 0 | 0 | 0 | 0
GIRVAN | 11 | MAYBOLE | 220646.555 | 600277.225 | Yes | 0 | 0 | 0 | 0 | 0 | 0 | 0 | 0 | 0 | 0 | 0 | 0 | 0 | 0 | 0 | 0 | 0 | 0 | 0 | 0 | 0 | 0 | 0 | 0 | 0 | 0 | 0 | 0 | 0 | 0
GLASGOW AIRPORT | 11 | PAISLEY | 247312.3172 | 665793.6524 | Yes | 2.2482 | 2.0441 | 1.8352 | 1.6385 | 1.4342 | 1.2237 | 1.014 | 0 | 0 | 0 | 0 | 0 | 0 | 0 | 0 | 11.241 | 10.2206 | 9.1762 | 8.1924 | 7.1709 | 6.1185 | 5.0702 | 0 | 0 | 0 | 0 | 0 | 0 | 0 | 0
GLENBURN | 11 | ELDERSLIE | 247480 | 661590 | Yes | 8.5991 | 8.5975 | 8.5829 | 8.5379 | 8.4918 | 8.4399 | 0.45124 | 0 | 0 | 0 | 0 | 0 | 0 | 0 | 0 | 10.1127 | 10.2051 | 10.1467 | 9.9568 | 9.7705 | 9.6054 | 0.45124 | 0 | 0 | 0 | 0 | 0 | 0 | 0 | 0
GLENDINNING TERRACE | 11 | GALASHIELS | 348376.046 | 637126.381 | Yes | 1.0158 | 0.35027 | 0 | 0 | 0 | 0 | 0 | 0 | 0 | 0 | 0 | 0 | 0 | 0 | 0 | 1.0158 | 0.35027 | 0 | 0 | 0 | 0 | 0 | 0 | 0 | 0 | 0 | 0 | 0 | 0 | 0
GLENGALL | 11 | AYR | 234863.557 | 618528.118 | Yes | 10.9076 | 11.0655 | 11.0326 | 10.952 | 10.8625 | 0 | 0 | 0 | 0 | 0 | 0 | 0 | 0 | 0 | 0 | 10.9076 | 23.6654 | 23.5615 | 23.2729 | 15.1374 | 0 | 0 | 0 | 0 | 0 | 0 | 0 | 0 | 0 | 0
GLENLEE HYDRO | 11 | GLENLEE HYDRO | 260608.617 | 580544.207 | No | 7.454 | 7.179 | 6.3573 | 5.4882 | 4.7758 | 3.8818 | 3.043 | 2.2121 | 1.3087 | 0.44406 | 0 | 0 | 0 | 0 | 0 | 7.454 | 7.179 | 6.3573 | 5.4882 | 4.7758 | 3.8818 | 3.043 | 2.2121 | 1.3087 | 0.44406 | 0 | 0 | 0 | 0 | 0
GLENLUCE | 11 | GLENLUCE | 219962.691 | 557741.299 | Yes | 0 | 0 | 0 | 0 | 0 | 0 | 0 | 0 | 0 | 0 | 0 | 0 | 0 | 0 | 0 | 0 | 0 | 0 | 0 | 0 | 0 | 0 | 0 | 0 | 0 | 0 | 0 | 0 | 0 | 0
GLENWOOD | 11 | GLENROTHES | 325060 | 701110 | Yes | 0 | 0 | 0 | 0 | 0 | 0 | 0 | 0 | 0 | 0 | 0 | 0 | 0 | 0 | 0 | 0 | 0 | 0 | 0 | 0 | 0 | 0 | 0 | 0 | 0 | 0 | 0 | 0 | 0 | 0
GORDON | 11 | ECCLES | 365109.274 | 643585.984 | Yes | 0.61678 | 0.58952 | 0.39544 | 0 | 0 | 0 | 0 | 0 | 0 | 0 | 0 | 0 | 0 | 0 | 0 | 0.61678 | 0.58952 | 0.39544 | 0 | 0 | 0 | 0 | 0 | 0 | 0 | 0 | 0 | 0 | 0 | 0
GORGIE | 11 | GORGIE | 322835.201 | 672171.755 | No | 8.8404 | 8.8404 | 8.8393 | 8.8383 | 8.8374 | 8.8258 | 8.8152 | 8.8036 | 8.7894 | 8.7731 | 8.7563 | 8.7095 | 8.6242 | 8.5312 | 8.4329 | 11.2779 | 11.4042 | 11.4335 | 11.5032 | 11.503 | 11.4927 | 11.4514 | 11.4191 | 11.3997 | 11.3338 | 11.3143 | 11.5495 | 12.0141 | 11.9735 | 11.5298
GRANT STREET | 11 | PORT DUNDAS | 258006.093 | 666353.651 | No | 0 | 0 | 0 | 0 | 0 | 0 | 0 | 0 | 0 | 0 | 0 | 0 | 0 | 0 | 0 | 0 | 0 | 0 | 0 | 0 | 0 | 0 | 0 | 0 | 0 | 0 | 0 | 0 | 0 | 0
GRANTON PARK AVENUE | 11 | DEWAR PLACE | 323130.646 | 676989.431 | No | 12.1428 | 12.1428 | 12.1428 | 12.1428 | 12.1427 | 12.1426 | 12.1426 | 12.1426 | 12.1426 | 12.1425 | 12.1425 | 12.1425 | 12.1424 | 12.1424 | 12.1424 | 24.6105 | 24.6337 | 24.6475 | 24.6661 | 24.6624 | 24.6703 | 24.6668 | 24.6716 | 24.6793 | 24.736 | 24.7539 | 24.8706 | 25.2075 | 25.4259 | 25.5405
GRASSYARDS | 11 | KILMARNOCK TOWN | 243692.138 | 638438.127 | Yes | 0 | 0 | 0 | 0 | 0 | 0 | 0 | 0 | 0 | 0 | 0 | 0 | 0 | 0 | 0 | 0 | 0 | 0 | 0 | 0 | 0 | 0 | 0 | 0 | 0 | 0 | 0 | 0 | 0 | 0
GREENFAULDS | 11 | CUMBERNAULD | 275840 | 673440 | Yes | 6.5668 | 0 | 0 | 0 | 0 | 0 | 0 | 0 | 0 | 0 | 0 | 0 | 0 | 0 | 0 | 7.5873 | 0 | 0 | 0 | 0 | 0 | 0 | 0 | 0 | 0 | 0 | 0 | 0 | 0 | 0
GREENLAW | 11 | ECCLES | 371012.958 | 646202.474 | Yes | 0.36323 | 0.30658 | 0.076751 | 0 | 0 | 0 | 0 | 0 | 0 | 0 | 0 | 0 | 0 | 0 | 0 | 0.36323 | 0.30658 | 0.076751 | 0 | 0 | 0 | 0 | 0 | 0 | 0 | 0 | 0 | 0 | 0 | 0
GRETNA | 11 | CHAPELCROSS | 331686.508 | 566661.742 | Yes | 0 | 0 | 0 | 0 | 0 | 0 | 0 | 0 | 0 | 0 | 0 | 0 | 0 | 0 | 0 | 0 | 0 | 0 | 0 | 0 | 0 | 0 | 0 | 0 | 0 | 0 | 0 | 0 | 0 | 0
GYLEMUIR | 11 | SIGHTHILL | 318993.382 | 672762.996 | No | 8.8377 | 8.9175 | 8.887 | 9.1875 | 9.4128 | 9.5985 | 9.5553 | 9.5155 | 9.471 | 9.4233 | 9.376 | 9.2343 | 0 | 0 | 0 | 8.8377 | 8.9175 | 8.887 | 9.1875 | 9.4128 | 9.7272 | 9.6744 | 9.6407 | 9.5962 | 9.582 | 9.5775 | 9.6995 | 0 | 0 | 0
HAGGS ROAD | 11 | HAGGS ROAD | 256330 | 661870 | No | 11.7364 | 11.7324 | 11.7249 | 11.7064 | 11.6867 | 11.6655 | 11.6389 | 11.6157 | 11.5934 | 11.5694 | 11.5391 | 11.461 | 11.3119 | 5.9583 | 1.1919 | 23.2746 | 23.3632 | 23.3486 | 23.3166 | 23.2319 | 23.169 | 23.0598 | 22.9763 | 22.9166 | 22.8893 | 22.9225 | 21.1816 | 12.0135 | 5.9583 | 1.1919
HAMILTON | 11 | STRATHAVEN | 271580.858 | 655674.581 | Yes | 0 | 0 | 0 | 0 | 0 | 0 | 0 | 0 | 0 | 0 | 0 | 0 | 0 | 0 | 0 | 0 | 0 | 0 | 0 | 0 | 0 | 0 | 0 | 0 | 0 | 0 | 0 | 0 | 0 | 0
HEATHFIELD | 11 | AYR | 235496.024 | 623758.288 | Yes | 8.8788 | 8.9376 | 8.9346 | 8.8491 | 8.7323 | 0 | 0 | 0 | 0 | 0 | 0 | 0 | 0 | 0 | 0 | 8.8788 | 8.9376 | 8.9346 | 8.8491 | 8.7323 | 0 | 0 | 0 | 0 | 0 | 0 | 0 | 0 | 0 | 0
HEATHHALL | 11 | DUMFRIES | 299020.96 | 578810.338 | Yes | 6.4652 | 6.3117 | 6.3135 | 0 | 0 | 0 | 0 | 0 | 0 | 0 | 0 | 0 | 0 | 0 | 0 | 17.3656 | 17.3568 | 13.7437 | 0 | 0 | 0 | 0 | 0 | 0 | 0 | 0 | 0 | 0 | 0 | 0
HECLA AVENUE | 11 | DRUMCHAPEL | 251640.639 | 671137.834 | No | 10.6567 | 10.6346 | 10.653 | 10.6368 | 6.3508 | 0 | 0 | 0 | 0 | 0 | 0 | 0 | 0 | 0 | 0 | 21.391 | 21.4393 | 18.5005 | 13.5019 | 6.3508 | 0 | 0 | 0 | 0 | 0 | 0 | 0 | 0 | 0 | 0
HELEN STREET | 6.6 | GOVAN | 255113.24 | 664857.264 | Yes | 12.6792 | 12.6792 | 12.6792 | 12.6792 | 12.6792 | 12.6792 | 12.6792 | 12.6792 | 12.6746 | 12.6732 | 12.6662 | 12.2519 | 4.9183 | 2.7402 | 2.668 | 22.5994 | 22.6451 | 22.6659 | 22.713 | 22.7201 | 22.7487 | 22.7614 | 22.7824 | 22.8017 | 22.8469 | 22.9304 | 12.2519 | 4.9183 | 2.7402 | 2.668
HENDERSON ROW | 6.6 | SHRUBHILL | 324964.141 | 674723.891 | No | 8.8912 | 8.8912 | 8.8912 | 8.8832 | 8.8761 | 8.8637 | 8.856 | 8.8427 | 8.8348 | 8.8206 | 8.8118 | 8.7715 | 8.7058 | 8.6275 | 8.5495 | 26.0347 | 26.105 | 26.1193 | 26.1225 | 26.0912 | 26.0506 | 26.0165 | 25.9606 | 25.9539 | 25.8987 | 25.8948 | 26.0916 | 26.1702 | 26.0405 | 25.6854
HIGH BLANTYRE | 11 | EAST KILBRIDE | 269337.345 | 656506.322 | Yes | 0 | 0 | 0 | 0 | 0 | 0 | 0 | 0 | 0 | 0 | 0 | 0 | 0 | 0 | 0 | 0 | 0 | 0 | 0 | 0 | 0 | 0 | 0 | 0 | 0 | 0 | 0 | 0 | 0 | 0
HIGH MAINS MILTON | 11 | STRATHLEVEN | 241709.859 | 674558.218 | Yes | 9.4628 | 9.4611 | 9.4413 | 9.4079 | 9.368 | 9.3258 | 9.2757 | 9.2291 | 9.1836 | 9.1281 | 9.0758 | 8.912 | 8.6232 | 8.3028 | 3.1356 | 10.6902 | 10.7434 | 10.6864 | 10.6018 | 10.5574 | 10.5255 | 10.4843 | 10.4821 | 10.5032 | 10.5725 | 10.6492 | 10.9452 | 10.4126 | 8.7876 | 3.1356
HORNCLIFFE | 11 | BERWICK | 393155.951 | 649771.885 | Yes | 0 | 0 | 0 | 0 | 0 | 0 | 0 | 0 | 0 | 0 | 0 | 0 | 0 | 0 | 0 | 0 | 0 | 0 | 0 | 0 | 0 | 0 | 0 | 0 | 0 | 0 | 0 | 0 | 0 | 0
HUNTER | 11 | EAST KILBRIDE | 265301.9361 | 655105.641 | Yes | 0 | 0 | 0 | 0 | 0 | 0 | 0 | 0 | 0 | 0 | 0 | 0 | 0 | 0 | 0 | 0 | 0 | 0 | 0 | 0 | 0 | 0 | 0 | 0 | 0 | 0 | 0 | 0 | 0 | 0
HUNTER STREET | 11 | CHARLOTTE STREET | 260309.3227 | 665122.9572 | No | 7.3162 | 7.3162 | 7.3162 | 7.3162 | 7.3162 | 7.3162 | 7.3162 | 7.3162 | 7.3162 | 7.3162 | 7.3162 | 7.3162 | 7.3162 | 7.3162 | 7.3162 | 11.4747 | 11.5529 | 11.619 | 11.7322 | 11.7721 | 11.8631 | 11.9041 | 11.9682 | 12.06 | 12.0936 | 12.1739 | 12.4283 | 13.2633 | 13.6849 | 13.6974
HUNTERSTON (PRIMARY) | 11 | HUNTERSTON FARM | 218649.107 | 651658.96 | No | 4.8781 | 4.8806 | 4.8678 | 4.9154 | 4.9242 | 4.9467 | 4.9511 | 4.9614 | 4.9793 | 4.2826 | 0 | 0 | 0 | 0 | 0 | 4.8781 | 4.8806 | 4.8678 | 4.9154 | 4.9242 | 4.9467 | 4.9511 | 4.9614 | 4.9793 | 4.2826 | 0 | 0 | 0 | 0 | 0
INVERKIP ROAD | 11 | SPANGO VALLEY | 223302.77 | 674233.614 | Yes | 11.2283 | 11.054 | 10.8659 | 10.6813 | 10.4511 | 10.2373 | 10.2162 | 10.1888 | 4.3998 | 0 | 0 | 0 | 0 | 0 | 0 | 21.5893 | 21.4723 | 21.3028 | 21.1534 | 20.8169 | 20.5681 | 19.9158 | 11.6798 | 4.3998 | 0 | 0 | 0 | 0 | 0 | 0
IRVINE | 11 | KILWINNING | 232091.841 | 637937.447 | Yes | 6.9732 | 6.9732 | 6.972 | 6.9622 | 6.9559 | 4.2174 | 0 | 0 | 0 | 0 | 0 | 0 | 0 | 0 | 0 | 11.0907 | 11.1777 | 11.2513 | 11.3433 | 11.3564 | 4.2174 | 0 | 0 | 0 | 0 | 0 | 0 | 0 | 0 | 0
JACKTON | 11 | EAST KILBRIDE SOUTH | 259339 | 653106 | Yes | 0 | 0 | 0 | 0 | 0 | 0 | 0 | 0 | 0 | 0 | 0 | 0 | 0 | 0 | 0 | 0 | 0 | 0 | 0 | 0 | 0 | 0 | 0 | 0 | 0 | 0 | 0 | 0 | 0 | 0
JOHNSTONE (PRIMARY) | 11 | JOHNSTONE | 243233.736 | 663273.42 | Yes | 2.9849 | 2.9833 | 2.9697 | 2.9378 | 2.9021 | 2.8654 | 2.8231 | 0 | 0 | 0 | 0 | 0 | 0 | 0 | 0 | 14.9245 | 14.9166 | 14.8486 | 14.6888 | 14.5105 | 12.8121 | 3.0125 | 0 | 0 | 0 | 0 | 0 | 0 | 0 | 0
KELLIEBANK | 11 | DEVONSIDE | 287826.949 | 692479.885 | Yes | 10.152 | 4.5358 | 0 | 0 | 0 | 0 | 0 | 0 | 0 | 0 | 0 | 0 | 0 | 0 | 0 | 10.152 | 4.5358 | 0 | 0 | 0 | 0 | 0 | 0 | 0 | 0 | 0 | 0 | 0 | 0 | 0
KELTY | 11 | WESTFIELD | 315449.805 | 694751.3845 | Yes | 10.7583 | 10.8497 | 10.8217 | 0.75118 | 0 | 0 | 0 | 0 | 0 | 0 | 0 | 0 | 0 | 0 | 0 | 10.7583 | 10.8497 | 10.8217 | 0.75118 | 0 | 0 | 0 | 0 | 0 | 0 | 0 | 0 | 0 | 0 | 0
KELVIN | 11 | EAST KILBRIDE SOUTH | 263737.0055 | 652770.3129 | Yes | 0 | 0 | 0 | 0 | 0 | 0 | 0 | 0 | 0 | 0 | 0 | 0 | 0 | 0 | 0 | 0 | 0 | 0 | 0 | 0 | 0 | 0 | 0 | 0 | 0 | 0 | 0 | 0 | 0 | 0
KELVINSIDE | 11 | PARTICK | 255620 | 667770 | No | 9.9073 | 9.9006 | 9.8908 | 9.8641 | 9.8309 | 9.7962 | 9.7569 | 9.7189 | 9.677 | 9.6311 | 9.5847 | 9.44 | 9.1846 | 8.9048 | 8.5968 | 25.7387 | 25.8658 | 25.8511 | 25.8061 | 25.641 | 25.5165 | 25.3355 | 25.1728 | 25.0385 | 24.8509 | 24.7305 | 24.571 | 24.5344 | 23.6926 | 22.194
KENDOON HYDRO | 11 | KENDOON HYDRO | 260529.5795 | 587677.0601 | No | 5.1454 | 4.8681 | 4.2639 | 3.7376 | 3.255 | 2.5505 | 1.9932 | 1.423 | 1.1673 | 0.29437 | 0 | 0 | 0 | 0 | 0 | 5.1454 | 4.8681 | 4.2639 | 3.7376 | 3.255 | 2.5505 | 1.9932 | 1.423 | 1.1673 | 0.29437 | 0 | 0 | 0 | 0 | 0
KENNISHEAD AVENUE | 11 | CROOKSTON A | 254390 | 660210 | Yes | 9.5237 | 9.6409 | 9.6184 | 9.5371 | 9.4299 | 9.3628 | 9.2566 | 9.1702 | 9.0836 | 9.1515 | 9.1735 | 9.3006 | 9.643 | 9.6256 | 3.5607 | 9.5237 | 9.6409 | 9.6184 | 9.5371 | 9.4299 | 9.3628 | 9.2566 | 9.1702 | 9.0836 | 9.1515 | 9.1735 | 9.3006 | 9.643 | 9.6256 | 3.5607
KILBIRNIE | 11 | SALTCOATS B | 231340 | 652979.997 | Yes | 6.4082 | 3.8431 | 4.1714 | 1.5952 | 0 | 0 | 0 | 0 | 0 | 0 | 0 | 0 | 0 | 0 | 0 | 6.4082 | 3.8431 | 4.1714 | 1.5952 | 0 | 0 | 0 | 0 | 0 | 0 | 0 | 0 | 0 | 0 | 0
KILBOWIE | 11 | KILBOWIE | 249429.505 | 672153.368 | Yes | 0 | 0 | 0 | 0 | 0 | 0 | 0 | 0 | 0 | 0 | 0 | 0 | 0 | 0 | 0 | 0 | 0 | 0 | 0 | 0 | 0 | 0 | 0 | 0 | 0 | 0 | 0 | 0 | 0 | 0
KILDRUM | 11 | CUMBERNAULD | 276672.941 | 674792.869 | Yes | 0 | 0 | 0 | 0 | 0 | 0 | 0 | 0 | 0 | 0 | 0 | 0 | 0 | 0 | 0 | 0 | 0 | 0 | 0 | 0 | 0 | 0 | 0 | 0 | 0 | 0 | 0 | 0 | 0 | 0
KILLOCH COLLIERY | 11 | COYLTON | 248248.198 | 620587.2099 | Yes | 0 | 0 | 0 | 0 | 0 | 0 | 0 | 0 | 0 | 0 | 0 | 0 | 0 | 0 | 0 | 0 | 0 | 0 | 0 | 0 | 0 | 0 | 0 | 0 | 0 | 0 | 0 | 0 | 0 | 0
KILMACOLM | 11 | JOHNSTONE | 236259.404 | 670359.6 | Yes | 9.8621 | 9.9297 | 9.8767 | 9.7383 | 9.5986 | 9.467 | 3.0125 | 0 | 0 | 0 | 0 | 0 | 0 | 0 | 0 | 9.8621 | 9.9297 | 9.8767 | 9.7383 | 9.5986 | 9.467 | 3.0125 | 0 | 0 | 0 | 0 | 0 | 0 | 0 | 0
KILMARDINNY | 11 | KILLERMONT | 255413.057 | 672880.044 | Yes | 10.5551 | 10.5413 | 10.5084 | 10.4448 | 10.367 | 10.2863 | 10.2037 | 10.1163 | 10.0238 | 9.9283 | 9.8218 | 5.0874 | 0 | 0 | 0 | 23.4224 | 23.5329 | 23.4316 | 23.2089 | 22.8801 | 22.6447 | 22.4763 | 22.3113 | 16.2686 | 12.958 | 9.8218 | 5.0874 | 0 | 0 | 0
KILMARNOCK MAIN | 11 | KILMARNOCK SOUTH | 242731.84 | 636651.974 | Yes | 6.8335 | 6.8296 | 6.8114 | 6.7665 | 6.7214 | 4.6829 | 0 | 0 | 0 | 0 | 0 | 0 | 0 | 0 | 0 | 26.5267 | 26.6252 | 26.5918 | 26.4625 | 26.3294 | 4.6829 | 0 | 0 | 0 | 0 | 0 | 0 | 0 | 0 | 0
KILSYTH | 11 | BONNYBRIDGE | 272307.507 | 677404.868 | Yes | 5.5252 | 0 | 0 | 0 | 0 | 0 | 0 | 0 | 0 | 0 | 0 | 0 | 0 | 0 | 0 | 5.5252 | 0 | 0 | 0 | 0 | 0 | 0 | 0 | 0 | 0 | 0 | 0 | 0 | 0 | 0
KINGS BUILDINGS | 11 | KAIMES | 327015.087 | 670385.773 | Yes | 9.3908 | 9.2137 | 9.1233 | 8.918 | 0 | 0 | 0 | 0 | 0 | 0 | 0 | 0 | 0 | 0 | 0 | 9.3908 | 9.2137 | 9.1233 | 8.918 | 0 | 0 | 0 | 0 | 0 | 0 | 0 | 0 | 0 | 0 | 0
KINGS INCH ROAD | 11 | BRAEHEAD PARK | 251895.971 | 667214.489 | Yes | 3.1754 | 3.1738 | 3.1651 | 3.1472 | 3.1306 | 0 | 0 | 0 | 0 | 0 | 0 | 0 | 0 | 0 | 0 | 15.8771 | 15.8692 | 15.8254 | 15.7361 | 3.7426 | 0 | 0 | 0 | 0 | 0 | 0 | 0 | 0 | 0 | 0
KINGSKNOWE ROAD NORTH | 11 | SIGHTHILL | 321401.0402 | 670925.975 | No | 9.0436 | 9.0316 | 9.0416 | 9.0358 | 9.0291 | 9.0188 | 9.0149 | 9.0114 | 9.009 | 9.0004 | 8.9984 | 8.9872 | 0 | 0 | 0 | 10.2018 | 10.2887 | 10.3255 | 10.3368 | 10.2907 | 10.2666 | 10.2483 | 10.2386 | 10.2601 | 10.2225 | 10.2616 | 10.3398 | 0 | 0 | 0
KINGSLAND | 11 | KAIMES | 324897.488 | 641277.895 | Yes | 12.1627 | 11.9851 | 11.899 | 11.7171 | 0 | 0 | 0 | 0 | 0 | 0 | 0 | 0 | 0 | 0 | 0 | 12.1627 | 11.9851 | 11.899 | 11.7171 | 0 | 0 | 0 | 0 | 0 | 0 | 0 | 0 | 0 | 0 | 0
KIRKBANK | 11 | CHAPELCROSS | 309568.083 | 590261.758 | Yes | 0 | 0 | 0 | 0 | 0 | 0 | 0 | 0 | 0 | 0 | 0 | 0 | 0 | 0 | 0 | 0 | 0 | 0 | 0 | 0 | 0 | 0 | 0 | 0 | 0 | 0 | 0 | 0 | 0 | 0
KIRKINTILLOCH | 11 | EASTERHOUSE | 265610.457 | 673700.872 | No | 15.1277 | 15.1222 | 15.0935 | 15.0305 | 14.959 | 14.882 | 14.7819 | 10.062 | 4.7895 | 0.4016 | 0 | 0 | 0 | 0 | 0 | 23.3606 | 23.4661 | 23.3957 | 23.1975 | 22.9354 | 19.8209 | 14.7819 | 10.062 | 4.7895 | 0.4016 | 0 | 0 | 0 | 0 | 0
KIRKNEWTON | 11 | LIVINGSTON EAST | 312259.707 | 667132.733 | Yes | 0 | 0 | 0 | 0 | 0 | 0 | 0 | 0 | 0 | 0 | 0 | 0 | 0 | 0 | 0 | 0 | 0 | 0 | 0 | 0 | 0 | 0 | 0 | 0 | 0 | 0 | 0 | 0 | 0 | 0
KIRKTON | 11 | LIVINGSTON EAST | 304127.116 | 667405.94 | Yes | 0 | 0 | 0 | 0 | 0 | 0 | 0 | 0 | 0 | 0 | 0 | 0 | 0 | 0 | 0 | 0 | 0 | 0 | 0 | 0 | 0 | 0 | 0 | 0 | 0 | 0 | 0 | 0 | 0 | 0
LADY VICTORIA | 11 | PORTOBELLO | 333363.51 | 663880.432 | No | 0 | 0 | 0 | 0 | 0 | 0 | 0 | 0 | 0 | 0 | 0 | 0 | 0 | 0 | 0 | 0 | 0 | 0 | 0 | 0 | 0 | 0 | 0 | 0 | 0 | 0 | 0 | 0 | 0 | 0
LANARK | 11 | LINNMILL | 289471.3678 | 643232.1306 | Yes | 0 | 0 | 0 | 0 | 0 | 0 | 0 | 0 | 0 | 0 | 0 | 0 | 0 | 0 | 0 | 0 | 0 | 0 | 0 | 0 | 0 | 0 | 0 | 0 | 0 | 0 | 0 | 0 | 0 | 0
LANGHOLM | 11 | CHAPELCROSS | 335780.43 | 584363.829 | Yes | 0 | 0 | 0 | 0 | 0 | 0 | 0 | 0 | 0 | 0 | 0 | 0 | 0 | 0 | 0 | 0 | 0 | 0 | 0 | 0 | 0 | 0 | 0 | 0 | 0 | 0 | 0 | 0 | 0 | 0
LANGLANDS STREET | 11 | KILMARNOCK TOWN | 242465.764 | 638186.997 | Yes | 0 | 0 | 0 | 0 | 0 | 0 | 0 | 0 | 0 | 0 | 0 | 0 | 0 | 0 | 0 | 0 | 0 | 0 | 0 | 0 | 0 | 0 | 0 | 0 | 0 | 0 | 0 | 0 | 0 | 0
LANGSIDE | 11 | HAGGS ROAD | 257922.0486 | 661678.2063 | No | 9.4882 | 9.4868 | 9.48 | 9.4616 | 9.4431 | 9.4271 | 9.406 | 9.3846 | 9.3644 | 9.3448 | 9.3197 | 9.2467 | 9.121 | 5.9583 | 1.1919 | 24.8616 | 25.0108 | 25.0219 | 25.015 | 24.9349 | 24.9462 | 24.8945 | 24.8682 | 24.8948 | 24.93 | 24.9561 | 21.1816 | 12.0135 | 5.9583 | 1.1919
LARBERT | 11 | BONNYBRIDGE | 286531.675 | 681871.732 | Yes | 5.5252 | 0 | 0 | 0 | 0 | 0 | 0 | 0 | 0 | 0 | 0 | 0 | 0 | 0 | 0 | 5.5252 | 0 | 0 | 0 | 0 | 0 | 0 | 0 | 0 | 0 | 0 | 0 | 0 | 0 | 0
LARGS | 11 | SALTCOATS B | 221070.3909 | 659858.2912 | Yes | 6.9728 | 7.0787 | 6.2606 | 1.5952 | 0 | 0 | 0 | 0 | 0 | 0 | 0 | 0 | 0 | 0 | 0 | 6.9728 | 7.0787 | 6.2606 | 1.5952 | 0 | 0 | 0 | 0 | 0 | 0 | 0 | 0 | 0 | 0 | 0
LARKFIELD | 11 | SPANGO VALLEY | 223035.922 | 675940.272 | Yes | 8.5482 | 8.5469 | 8.5404 | 8.525 | 8.5074 | 8.4913 | 8.4755 | 8.4581 | 4.3998 | 0 | 0 | 0 | 0 | 0 | 0 | 9.7054 | 9.796 | 9.8122 | 9.7995 | 9.7492 | 9.7553 | 9.7331 | 9.7279 | 4.3998 | 0 | 0 | 0 | 0 | 0 | 0
LARKHALL (PRIMARY) | 11 | WISHAW | 277345.739 | 649210.723 | Yes | 0 | 0 | 0 | 0 | 0 | 0 | 0 | 0 | 0 | 0 | 0 | 0 | 0 | 0 | 0 | 0 | 0 | 0 | 0 | 0 | 0 | 0 | 0 | 0 | 0 | 0 | 0 | 0 | 0 | 0
LARKHALL TOWN | 11 | WISHAW | 276209.968 | 651041.883 | Yes | 0 | 0 | 0 | 0 | 0 | 0 | 0 | 0 | 0 | 0 | 0 | 0 | 0 | 0 | 0 | 0 | 0 | 0 | 0 | 0 | 0 | 0 | 0 | 0 | 0 | 0 | 0 | 0 | 0 | 0
LAUDER | 11 | GALASHIELS | 352139.354 | 647493.852 | Yes | 1.8263 | 0.35027 | 0 | 0 | 0 | 0 | 0 | 0 | 0 | 0 | 0 | 0 | 0 | 0 | 0 | 1.8263 | 0.35027 | 0 | 0 | 0 | 0 | 0 | 0 | 0 | 0 | 0 | 0 | 0 | 0 | 0
LEONARDS CHAPEL | 11 | STRATHAVEN | 264890 | 653790 | Yes | 0 | 0 | 0 | 0 | 0 | 0 | 0 | 0 | 0 | 0 | 0 | 0 | 0 | 0 | 0 | 0 | 0 | 0 | 0 | 0 | 0 | 0 | 0 | 0 | 0 | 0 | 0 | 0 | 0 | 0
LESLIE STREET | 11 | ST. ANDREWS CROSS | 257799.45 | 663199.635 | No | 11.9142 | 11.9142 | 11.9142 | 11.9131 | 11.9098 | 11.9023 | 11.8912 | 11.8836 | 11.876 | 11.8634 | 11.8542 | 11.826 | 11.769 | 11.7078 | 11.6445 | 23.4166 | 23.5077 | 23.526 | 23.5441 | 23.5155 | 23.4901 | 23.4278 | 23.39 | 23.3743 | 23.3202 | 23.3139 | 23.3133 | 23.6563 | 23.7206 | 23.4672
LESMAHAGOW | 11 | LINNMILL | 281790.6584 | 640321.9187 | Yes | 0 | 0 | 0 | 0 | 0 | 0 | 0 | 0 | 0 | 0 | 0 | 0 | 0 | 0 | 0 | 0 | 0 | 0 | 0 | 0 | 0 | 0 | 0 | 0 | 0 | 0 | 0 | 0 | 0 | 0
LETHANHILL | 11 | COYLTON | 242298.374 | 610583.865 | Yes | 0 | 0 | 0 | 0 | 0 | 0 | 0 | 0 | 0 | 0 | 0 | 0 | 0 | 0 | 0 | 0 | 0 | 0 | 0 | 0 | 0 | 0 | 0 | 0 | 0 | 0 | 0 | 0 | 0 | 0
LEUCHARS | 11 | CUPAR | 345234.044 | 721206.685 | Yes | 15.7823 | 15.8256 | 15.8469 | 15.7414 | 15.6537 | 15.6336 | 14.9475 | 5.4939 | 0 | 0 | 0 | 0 | 0 | 0 | 0 | 15.7823 | 15.8256 | 15.8469 | 15.7414 | 15.6537 | 15.6336 | 14.9475 | 5.4939 | 0 | 0 | 0 | 0 | 0 | 0 | 0
LEVEN | 11 | LEVEN | 335648.3349 | 701047.0839 | Yes | 0 | 0 | 0 | 0 | 0 | 0 | 0 | 0 | 0 | 0 | 0 | 0 | 0 | 0 | 0 | 0 | 0 | 0 | 0 | 0 | 0 | 0 | 0 | 0 | 0 | 0 | 0 | 0 | 0 | 0
LEVEN STREET | 11 | WISHAW | 275211.2068 | 655923.132 | Yes | 0 | 0 | 0 | 0 | 0 | 0 | 0 | 0 | 0 | 0 | 0 | 0 | 0 | 0 | 0 | 0 | 0 | 0 | 0 | 0 | 0 | 0 | 0 | 0 | 0 | 0 | 0 | 0 | 0 | 0
LEVENBANK | 11 | LEVEN | 337527.062 | 700836.35 | Yes | 9.793 | 4.7501 | 0 | 0 | 0 | 0 | 0 | 0 | 0 | 0 | 0 | 0 | 0 | 0 | 0 | 11.0204 | 4.7501 | 0 | 0 | 0 | 0 | 0 | 0 | 0 | 0 | 0 | 0 | 0 | 0 | 0
LINLITHGOW | 11 | GRANGEMOUTH | 299938.951 | 676838.247 | No | 10.4871 | 10.5649 | 10.5139 | 10.1521 | 0 | 0 | 0 | 0 | 0 | 0 | 0 | 0 | 0 | 0 | 0 | 10.4871 | 10.5649 | 10.5139 | 10.1521 | 0 | 0 | 0 | 0 | 0 | 0 | 0 | 0 | 0 | 0 | 0
LINTHAUGH ROAD | 11 | CROOKSTON B | 253260.572 | 663122.022 | Yes | 8.5565 | 8.6924 | 8.6635 | 8.5982 | 8.4836 | 8.4028 | 6.9614 | 2.7434 | 0 | 0 | 0 | 0 | 0 | 0 | 0 | 8.5565 | 8.6924 | 8.6635 | 8.5982 | 8.4836 | 8.4028 | 6.9614 | 2.7434 | 0 | 0 | 0 | 0 | 0 | 0 | 0
LINTHOUSE | 11 | GOVAN | 254143.68 | 665860.839 | Yes | 6.0714 | 6.0714 | 6.0714 | 6.0714 | 6.0714 | 6.0677 | 6.0667 | 6.0592 | 6.0515 | 6.0497 | 6.0419 | 6.0241 | 4.9183 | 2.7402 | 2.668 | 9.8674 | 10.0193 | 10.0541 | 10.1213 | 10.1405 | 10.17 | 10.1807 | 10.1723 | 10.1842 | 10.1306 | 10.1482 | 10.4245 | 4.9183 | 2.7402 | 2.668
LINTON LANE | 11 | GLENNISTON | 326164.003 | 692899.226 | Yes | 7.5343 | 7.5737 | 1.7424 | 0 | 0 | 0 | 0 | 0 | 0 | 0 | 0 | 0 | 0 | 0 | 0 | 7.5343 | 7.5737 | 1.7424 | 0 | 0 | 0 | 0 | 0 | 0 | 0 | 0 | 0 | 0 | 0 | 0
LITTLE FRANCE | 11 | KAIMES | 329259.335 | 670014.15 | Yes | 12.9176 | 12.7307 | 12.6016 | 12.4517 | 0 | 0 | 0 | 0 | 0 | 0 | 0 | 0 | 0 | 0 | 0 | 26.58 | 25.9347 | 25.3531 | 24.698 | 0 | 0 | 0 | 0 | 0 | 0 | 0 | 0 | 0 | 0 | 0
LOANING | 11 | BERWICK | 398576.499 | 650701.101 | Yes | 0 | 0 | 0 | 0 | 0 | 0 | 0 | 0 | 0 | 0 | 0 | 0 | 0 | 0 | 0 | 0 | 0 | 0 | 0 | 0 | 0 | 0 | 0 | 0 | 0 | 0 | 0 | 0 | 0 | 0
LOANSTONE | 11 | KAIMES | 324772.2878 | 660083.002 | Yes | 10.9593 | 10.7869 | 10.7319 | 10.6212 | 0 | 0 | 0 | 0 | 0 | 0 | 0 | 0 | 0 | 0 | 0 | 10.9593 | 10.7869 | 10.7319 | 10.6212 | 0 | 0 | 0 | 0 | 0 | 0 | 0 | 0 | 0 | 0 | 0
LOCHEND QUADRANT | 11 | PORTOBELLO | 328055.842 | 674694.916 | No | 0 | 0 | 0 | 0 | 0 | 0 | 0 | 0 | 0 | 0 | 0 | 0 | 0 | 0 | 0 | 0 | 0 | 0 | 0 | 0 | 0 | 0 | 0 | 0 | 0 | 0 | 0 | 0 | 0 | 0
LOCHSIDE | 11 | DUMFRIES | 295601.083 | 578065.635 | Yes | 9.1851 | 9.206 | 9.2333 | 0 | 0 | 0 | 0 | 0 | 0 | 0 | 0 | 0 | 0 | 0 | 0 | 9.1851 | 9.206 | 9.2333 | 0 | 0 | 0 | 0 | 0 | 0 | 0 | 0 | 0 | 0 | 0 | 0
LOCHWINNOCH | 11 | JOHNSTONE | 235828.536 | 659775.497 | Yes | 6.8855 | 6.6614 | 6.3603 | 6.0187 | 5.7368 | 5.5094 | 3.0125 | 0 | 0 | 0 | 0 | 0 | 0 | 0 | 0 | 6.8855 | 6.6614 | 6.3603 | 6.0187 | 5.7368 | 5.5094 | 3.0125 | 0 | 0 | 0 | 0 | 0 | 0 | 0 | 0
LOCKERBIE | 11 | CHAPELCROSS | 313300.956 | 580860.108 | Yes | 0 | 0 | 0 | 0 | 0 | 0 | 0 | 0 | 0 | 0 | 0 | 0 | 0 | 0 | 0 | 0 | 0 | 0 | 0 | 0 | 0 | 0 | 0 | 0 | 0 | 0 | 0 | 0 | 0 | 0
LONGANNET | 11 | DUNFERMLINE | 294600.892 | 686256.537 | Yes | 10.6952 | 10.7316 | 10.7551 | 10.7865 | 10.8432 | 0 | 0 | 0 | 0 | 0 | 0 | 0 | 0 | 0 | 0 | 10.6952 | 10.7316 | 10.7551 | 10.7865 | 10.8432 | 0 | 0 | 0 | 0 | 0 | 0 | 0 | 0 | 0 | 0
LOWER LONDON ROAD | 11 | PORTOBELLO | 327593.491 | 674265.739 | No | 0 | 0 | 0 | 0 | 0 | 0 | 0 | 0 | 0 | 0 | 0 | 0 | 0 | 0 | 0 | 0 | 0 | 0 | 0 | 0 | 0 | 0 | 0 | 0 | 0 | 0 | 0 | 0 | 0 | 0
LUGTON | 11 | KAIMES | 333062.801 | 667529.091 | Yes | 11.5818 | 11.4444 | 11.3666 | 11.2005 | 0 | 0 | 0 | 0 | 0 | 0 | 0 | 0 | 0 | 0 | 0 | 11.5818 | 11.4444 | 11.3666 | 11.2005 | 0 | 0 | 0 | 0 | 0 | 0 | 0 | 0 | 0 | 0 | 0
MANUEL | 11 | GRANGEMOUTH | 296391.579 | 677293.007 | No | 5.3924 | 5.4269 | 5.4157 | 5.347 | 0 | 0 | 0 | 0 | 0 | 0 | 0 | 0 | 0 | 0 | 0 | 5.3924 | 5.4269 | 5.4157 | 5.347 | 0 | 0 | 0 | 0 | 0 | 0 | 0 | 0 | 0 | 0 | 0
MARKETHILL | 11 | EAST KILBRIDE | 263240 | 655700 | Yes | 0 | 0 | 0 | 0 | 0 | 0 | 0 | 0 | 0 | 0 | 0 | 0 | 0 | 0 | 0 | 0 | 0 | 0 | 0 | 0 | 0 | 0 | 0 | 0 | 0 | 0 | 0 | 0 | 0 | 0
MARTIN MILLER | 11 | WHITEHOUSE | 324817.466 | 672886.385 | No | 0 | 0 | 0 | 9.9916 | 9.9876 | 9.9846 | 9.9825 | 9.9806 | 9.9793 | 9.9779 | 9.977 | 9.9747 | 9.9724 | 9.971 | 9.9702 | 0 | 0 | 0 | 26.6292 | 26.6206 | 26.623 | 26.6402 | 26.6536 | 26.6887 | 26.7396 | 26.7737 | 26.8708 | 27.1676 | 27.4415 | 27.6737
MAUCHLINE | 11 | COYLTON | 249556.362 | 626504.257 | Yes | 0 | 0 | 0 | 0 | 0 | 0 | 0 | 0 | 0 | 0 | 0 | 0 | 0 | 0 | 0 | 0 | 0 | 0 | 0 | 0 | 0 | 0 | 0 | 0 | 0 | 0 | 0 | 0 | 0 | 0
MAUKINFAULD ROAD | 11 | CARNTYNE | 263200.689 | 663621.79 | Yes | 9.0557 | 9.091 | 9.0972 | 9.122 | 9.1299 | 9.1446 | 9.1489 | 9.1531 | 9.1666 | 9.1361 | 9.1483 | 9.3299 | 9.7315 | 9.7521 | 9.6122 | 9.0557 | 9.091 | 9.0972 | 9.122 | 9.1299 | 9.1446 | 9.1489 | 9.1531 | 9.1666 | 9.1361 | 9.1483 | 9.3299 | 9.7315 | 9.7521 | 9.6122
MAXWELL STREET | 11 | WHITEHOUSE | 324476.976 | 670950.468 | No | 0 | 0 | 0 | 8.1557 | 8.108 | 8.0602 | 8.0097 | 7.9552 | 7.9045 | 7.8439 | 7.7821 | 7.5907 | 7.2596 | 6.8911 | 6.5107 | 0 | 0 | 0 | 26.7945 | 26.5726 | 26.3842 | 26.1579 | 25.9309 | 25.7465 | 25.6451 | 25.5801 | 25.3803 | 24.675 | 23.3122 | 21.4617
MAXWELLTON | 11 | DUMFRIES | 296800.249 | 575893.042 | Yes | 9.3795 | 9.4581 | 9.4843 | 0 | 0 | 0 | 0 | 0 | 0 | 0 | 0 | 0 | 0 | 0 | 0 | 9.3795 | 9.4581 | 9.4843 | 0 | 0 | 0 | 0 | 0 | 0 | 0 | 0 | 0 | 0 | 0 | 0
MAYBOLE (PRIMARY) | 11 | MAYBOLE | 229354.429 | 609869.902 | Yes | 0 | 0 | 0 | 0 | 0 | 0 | 0 | 0 | 0 | 0 | 0 | 0 | 0 | 0 | 0 | 0 | 0 | 0 | 0 | 0 | 0 | 0 | 0 | 0 | 0 | 0 | 0 | 0 | 0 | 0
MEADOW ROAD | 6.6 | PARTICK | 255162.23 | 666518.067 | No | 5.2996 | 5.2996 | 5.2996 | 5.2993 | 5.2943 | 5.2937 | 5.2933 | 5.2872 | 5.2867 | 5.2863 | 5.2859 | 5.2785 | 5.2608 | 5.2478 | 5.2272 | 22.2021 | 22.2416 | 22.2729 | 22.293 | 22.2736 | 22.2906 | 22.2947 | 22.2754 | 22.3504 | 22.4513 | 22.5616 | 22.9103 | 23.3387 | 23.5406 | 23.5341
MENSTRIE | 11 | DEVONSIDE | 285845.994 | 696352.476 | Yes | 10.5551 | 4.5358 | 0 | 0 | 0 | 0 | 0 | 0 | 0 | 0 | 0 | 0 | 0 | 0 | 0 | 10.6207 | 4.5358 | 0 | 0 | 0 | 0 | 0 | 0 | 0 | 0 | 0 | 0 | 0 | 0 | 0
METHILHILL | 11 | LEVEN | 335295.467 | 699777.862 | Yes | 2.3851 | 2.436 | 0 | 0 | 0 | 0 | 0 | 0 | 0 | 0 | 0 | 0 | 0 | 0 | 0 | 2.3851 | 2.436 | 0 | 0 | 0 | 0 | 0 | 0 | 0 | 0 | 0 | 0 | 0 | 0 | 0
MIDDLEBIE | 11 | CHAPELCROSS | 321810.2171 | 575648.1189 | Yes | 0 | 0 | 0 | 0 | 0 | 0 | 0 | 0 | 0 | 0 | 0 | 0 | 0 | 0 | 0 | 0 | 0 | 0 | 0 | 0 | 0 | 0 | 0 | 0 | 0 | 0 | 0 | 0 | 0 | 0
MILL STREET | 11 | AYR | 234116.7204 | 621693.2028 | Yes | 3.8613 | 3.8586 | 3.8401 | 3.7958 | 3.7487 | 0 | 0 | 0 | 0 | 0 | 0 | 0 | 0 | 0 | 0 | 10.9076 | 19.2928 | 19.2004 | 18.9788 | 15.1374 | 0 | 0 | 0 | 0 | 0 | 0 | 0 | 0 | 0 | 0
MILLIKEN | 11 | JOHNSTONE | 241352.3487 | 662076.9319 | Yes | 11.3553 | 11.3537 | 11.3354 | 11.3037 | 11.2629 | 11.2243 | 3.0125 | 0 | 0 | 0 | 0 | 0 | 0 | 0 | 0 | 21.4958 | 21.5708 | 21.5157 | 21.3941 | 21.2083 | 12.8121 | 3.0125 | 0 | 0 | 0 | 0 | 0 | 0 | 0 | 0
MILTON | 11 | KILLERMONT | 259100 | 670060 | Yes | 8.1545 | 8.0682 | 8.0557 | 8.0284 | 7.9942 | 7.9588 | 7.9273 | 7.889 | 7.8508 | 7.8117 | 7.772 | 5.0874 | 0 | 0 | 0 | 17.3333 | 17.34 | 17.2966 | 17.2067 | 17.0532 | 16.9528 | 16.9131 | 16.8499 | 16.2686 | 12.958 | 9.8218 | 5.0874 | 0 | 0 | 0
MITCHELL STREET | 11 | WEST GEORGE STREET | 258895.566 | 665245.928 | No | 8.8785 | 8.8785 | 8.8785 | 8.8785 | 8.8785 | 8.8785 | 8.8785 | 8.8785 | 8.8785 | 8.8785 | 8.8785 | 8.8785 | 8.8785 | 8.8785 | 8.8785 | 17.7665 | 17.3214 | 16.8763 | 16.4312 | 15.9861 | 15.5409 | 15.0958 | 14.4282 | 14.2738 | 14.1818 | 14.1232 | 14.1291 | 14.1692 | 14.3372 | 14.3597
MOFFAT | 11 | CHAPELCROSS | 309421.448 | 603958.799 | Yes | 0 | 0 | 0 | 0 | 0 | 0 | 0 | 0 | 0 | 0 | 0 | 0 | 0 | 0 | 0 | 0 | 0 | 0 | 0 | 0 | 0 | 0 | 0 | 0 | 0 | 0 | 0 | 0 | 0 | 0
MONKTON | 11 | KILMARNOCK SOUTH | 236261.598 | 627815.602 | Yes | 14.9372 | 14.9345 | 14.9202 | 14.8865 | 14.8509 | 4.6829 | 0 | 0 | 0 | 0 | 0 | 0 | 0 | 0 | 0 | 23.575 | 23.6777 | 23.6764 | 23.6147 | 23.5029 | 4.6829 | 0 | 0 | 0 | 0 | 0 | 0 | 0 | 0 | 0
MONKTONHALL | 11 | PORTOBELLO | 333936.292 | 671465.702 | No | 0 | 0 | 0 | 0 | 0 | 0 | 0 | 0 | 0 | 0 | 0 | 0 | 0 | 0 | 0 | 0 | 0 | 0 | 0 | 0 | 0 | 0 | 0 | 0 | 0 | 0 | 0 | 0 | 0 | 0
MOREBATTLE | 11 | HAWICK | 377105.302 | 625093.102 | Yes | 4.4219 | 4.3696 | 4.24 | 0 | 0 | 0 | 0 | 0 | 0 | 0 | 0 | 0 | 0 | 0 | 0 | 4.4219 | 4.3696 | 4.24 | 0 | 0 | 0 | 0 | 0 | 0 | 0 | 0 | 0 | 0 | 0 | 0
MORTONHALL | 11 | WHITEHOUSE | 324547.449 | 669129.928 | No | 0 | 0 | 0 | 7.641 | 7.5398 | 7.4248 | 7.2843 | 7.1756 | 7.0635 | 6.9737 | 6.8775 | 6.5483 | 5.8026 | 4.647 | 2.9626 | 0 | 0 | 0 | 7.641 | 7.5398 | 7.4248 | 7.2843 | 7.1756 | 7.0635 | 6.9737 | 6.8775 | 6.5483 | 5.8026 | 4.647 | 2.9626
MUCKRAW | 11 | BATHGATE | 292837.889 | 671726.675 | Yes | 6.3362 | 2.6688 | 0 | 0 | 0 | 0 | 0 | 0 | 0 | 0 | 0 | 0 | 0 | 0 | 0 | 6.3362 | 2.6688 | 0 | 0 | 0 | 0 | 0 | 0 | 0 | 0 | 0 | 0 | 0 | 0 | 0
MUIRHOUSE | 11 | WISHAW | 276555.979 | 655400.03 | Yes | 0 | 0 | 0 | 0 | 0 | 0 | 0 | 0 | 0 | 0 | 0 | 0 | 0 | 0 | 0 | 0 | 0 | 0 | 0 | 0 | 0 | 0 | 0 | 0 | 0 | 0 | 0 | 0 | 0 | 0
MUIRHOUSE BANK | 11 | TELFORD ROAD | 321492.702 | 675656.938 | No | 8.3055 | 8.4212 | 8.3442 | 8.1781 | 7.9234 | 7.712 | 7.4765 | 7.2168 | 7.0185 | 6.809 | 6.7029 | 6.4071 | 5.5797 | 4.252 | 2.5048 | 8.3055 | 8.4212 | 8.3442 | 8.1781 | 7.9234 | 7.712 | 7.4765 | 7.2168 | 7.0185 | 6.809 | 6.7029 | 6.4071 | 5.5797 | 4.252 | 2.5048
MYOTHILL | 11 | BONNYBRIDGE | 281120.425 | 681393.239 | Yes | 5.5252 | 0 | 0 | 0 | 0 | 0 | 0 | 0 | 0 | 0 | 0 | 0 | 0 | 0 | 0 | 5.5252 | 0 | 0 | 0 | 0 | 0 | 0 | 0 | 0 | 0 | 0 | 0 | 0 | 0 | 0
MYRTLE ROAD | 11 | COATBRIDGE | 270869.3255 | 661987.6233 | Yes | 10.8473 | 10.8459 | 10.8424 | 10.8135 | 8.0368 | 0 | 0 | 0 | 0 | 0 | 0 | 0 | 0 | 0 | 0 | 25.3588 | 25.4517 | 25.5101 | 25.5017 | 8.0368 | 0 | 0 | 0 | 0 | 0 | 0 | 0 | 0 | 0 | 0
NEILSLAND | 11 | STRATHAVEN | 271520 | 653881.2 | Yes | 0 | 0 | 0 | 0 | 0 | 0 | 0 | 0 | 0 | 0 | 0 | 0 | 0 | 0 | 0 | 0 | 0 | 0 | 0 | 0 | 0 | 0 | 0 | 0 | 0 | 0 | 0 | 0 | 0 | 0
NETHERDALE | 11 | GALASHIELS | 350596.421 | 635168.785 | Yes | 7.7226 | 0.35027 | 0 | 0 | 0 | 0 | 0 | 0 | 0 | 0 | 0 | 0 | 0 | 0 | 0 | 9.3794 | 0.35027 | 0 | 0 | 0 | 0 | 0 | 0 | 0 | 0 | 0 | 0 | 0 | 0 | 0
NETHERTOWN | 11 | DUNFERMLINE | 309333.001 | 686910.397 | Yes | 10.5888 | 10.6007 | 10.5782 | 10.4927 | 10.3914 | 0 | 0 | 0 | 0 | 0 | 0 | 0 | 0 | 0 | 0 | 10.5888 | 10.7274 | 10.6778 | 10.4927 | 10.3914 | 0 | 0 | 0 | 0 | 0 | 0 | 0 | 0 | 0 | 0
NEW CUMNOCK | 11 | COYLTON | 259648.7595 | 611535.5519 | Yes | 0 | 0 | 0 | 0 | 0 | 0 | 0 | 0 | 0 | 0 | 0 | 0 | 0 | 0 | 0 | 0 | 0 | 0 | 0 | 0 | 0 | 0 | 0 | 0 | 0 | 0 | 0 | 0 | 0 | 0
NEWBRIDGE | 11 | BROXBURN | 311761.311 | 672120.206 | Yes | 12.1809 | 12.1798 | 12.1767 | 10.9955 | 0 | 0 | 0 | 0 | 0 | 0 | 0 | 0 | 0 | 0 | 0 | 26.0113 | 26.0839 | 26.1179 | 10.9955 | 0 | 0 | 0 | 0 | 0 | 0 | 0 | 0 | 0 | 0 | 0
NEWBURGH | 11 | CUPAR | 323747.936 | 718170.125 | Yes | 0 | 0 | 0 | 0 | 0 | 0 | 0 | 0 | 0 | 0 | 0 | 0 | 0 | 0 | 0 | 0 | 0 | 0 | 0 | 0 | 0 | 0 | 0 | 0 | 0 | 0 | 0 | 0 | 0 | 0
NEWCASTLETON | 11 | CHAPELCROSS | 348308.412 | 586936.843 | Yes | 0 | 0 | 0 | 0 | 0 | 0 | 0 | 0 | 0 | 0 | 0 | 0 | 0 | 0 | 0 | 0 | 0 | 0 | 0 | 0 | 0 | 0 | 0 | 0 | 0 | 0 | 0 | 0 | 0 | 0
NEWHOUSE | 11 | NEWARTHILL | 279098.689 | 661401.058 | Yes | 0 | 0 | 0 | 0 | 0 | 0 | 0 | 0 | 0 | 0 | 0 | 0 | 0 | 0 | 0 | 0 | 0 | 0 | 0 | 0 | 0 | 0 | 0 | 0 | 0 | 0 | 0 | 0 | 0 | 0
NEWLANDS | 11 | GIFFNOCK | 257958.408 | 660626.952 | No | 11.5713 | 11.5697 | 11.5548 | 11.5192 | 11.4769 | 11.4348 | 11.3964 | 11.3512 | 11.3065 | 11.2585 | 11.2111 | 8.5879 | 0 | 0 | 0 | 22.2297 | 22.3234 | 22.2753 | 22.1465 | 21.964 | 21.8579 | 21.7829 | 21.6911 | 21.6157 | 21.6337 | 21.5693 | 8.5879 | 0 | 0 | 0
NEWMILNS | 11 | KILMARNOCK SOUTH | 252868.481 | 637065.874 | Yes | 9.1385 | 9.2112 | 9.2104 | 9.1191 | 9.0024 | 4.6829 | 0 | 0 | 0 | 0 | 0 | 0 | 0 | 0 | 0 | 9.1385 | 9.2112 | 9.2104 | 9.1191 | 9.0024 | 4.6829 | 0 | 0 | 0 | 0 | 0 | 0 | 0 | 0 | 0
NEWTON STEWART | 11 | NEWTON STEWART | 241208.934 | 564440.701 | Yes | 9.2229 | 9.3507 | 6.4381 | 0 | 0 | 0 | 0 | 0 | 0 | 0 | 0 | 0 | 0 | 0 | 0 | 9.2229 | 9.3507 | 6.4381 | 0 | 0 | 0 | 0 | 0 | 0 | 0 | 0 | 0 | 0 | 0 | 0
NEWTON STREET | 11 | FINNIESTON | 258025.91 | 664984.716 | No | 1.9561 | 1.9561 | 1.9561 | 1.9547 | 1.9487 | 1.9473 | 1.9464 | 1.9455 | 1.9449 | 1.9443 | 1.9439 | 1.9429 | 1.9418 | 1.9412 | 1.9408 | 9.7803 | 9.7803 | 9.7803 | 9.7733 | 9.7435 | 9.7367 | 9.7319 | 9.7277 | 9.7247 | 9.7217 | 9.7195 | 9.7143 | 9.7091 | 9.7061 | 9.7042
NIDDRIE | 11 | PORTOBELLO | 330504.975 | 671457.369 | No | 0 | 0 | 0 | 0 | 0 | 0 | 0 | 0 | 0 | 0 | 0 | 0 | 0 | 0 | 0 | 0 | 0 | 0 | 0 | 0 | 0 | 0 | 0 | 0 | 0 | 0 | 0 | 0 | 0 | 0
NORHAM | 11 | BERWICK | 390350.676 | 647147.602 | Yes | 0 | 0 | 0 | 0 | 0 | 0 | 0 | 0 | 0 | 0 | 0 | 0 | 0 | 0 | 0 | 0 | 0 | 0 | 0 | 0 | 0 | 0 | 0 | 0 | 0 | 0 | 0 | 0 | 0 | 0
NORTH BERWICK | 11 | DUNBAR A | 353614.344 | 684238.504 | Yes | 16.8425 | 0 | 0 | 0 | 0 | 0 | 0 | 0 | 0 | 0 | 0 | 0 | 0 | 0 | 0 | 26.5064 | 0 | 0 | 0 | 0 | 0 | 0 | 0 | 0 | 0 | 0 | 0 | 0 | 0 | 0
NORTH ROAD | 11 | BERWICK | 399533.2595 | 653831.2555 | Yes | 0 | 0 | 0 | 0 | 0 | 0 | 0 | 0 | 0 | 0 | 0 | 0 | 0 | 0 | 0 | 0 | 0 | 0 | 0 | 0 | 0 | 0 | 0 | 0 | 0 | 0 | 0 | 0 | 0 | 0
OAKFIELD - KELSO | 11 | ECCLES | 373048.239 | 635009.881 | Yes | 17.2362 | 10.7818 | 1.6923 | 0 | 0 | 0 | 0 | 0 | 0 | 0 | 0 | 0 | 0 | 0 | 0 | 19.6044 | 10.7818 | 1.6923 | 0 | 0 | 0 | 0 | 0 | 0 | 0 | 0 | 0 | 0 | 0 | 0
OCEAN DRIVE | 11 | SHRUBHILL | 326238.793 | 676950.037 | No | 9.4628 | 9.4628 | 9.4628 | 9.4628 | 9.4628 | 9.4624 | 9.4619 | 9.4616 | 9.4553 | 9.4549 | 9.4545 | 9.4471 | 9.4321 | 9.4239 | 9.4074 | 25.2658 | 25.3024 | 25.3172 | 25.3486 | 25.3504 | 25.366 | 25.3645 | 25.3696 | 25.3573 | 25.3561 | 25.3742 | 25.395 | 25.5981 | 25.6873 | 25.5979
OLD BRIDGE ROAD | 11 | AYR | 236230.0002 | 623354.4477 | Yes | 10.9076 | 13.5373 | 13.522 | 13.4785 | 13.432 | 0 | 0 | 0 | 0 | 0 | 0 | 0 | 0 | 0 | 0 | 10.9076 | 14 | 13.9592 | 13.8121 | 13.6098 | 0 | 0 | 0 | 0 | 0 | 0 | 0 | 0 | 0 | 0
OLD DUMBARTON ROAD | 6.6 | PARTICK | 256532.59 | 666188.757 | No | 7.3339 | 7.3656 | 7.3784 | 7.4049 | 7.4148 | 7.45 | 7.4929 | 7.546 | 7.624 | 7.7244 | 7.811 | 8.1381 | 8.4623 | 8.5036 | 8.6544 | 7.3339 | 7.3656 | 7.3784 | 7.4049 | 7.4148 | 7.45 | 7.4929 | 7.546 | 7.624 | 7.7244 | 7.811 | 8.1381 | 8.4623 | 8.5036 | 8.6544
OLD INNS | 11 | CUMBERNAULD | 277198.998 | 676800.209 | Yes | 0.54617 | 0 | 0 | 0 | 0 | 0 | 0 | 0 | 0 | 0 | 0 | 0 | 0 | 0 | 0 | 2.7309 | 0 | 0 | 0 | 0 | 0 | 0 | 0 | 0 | 0 | 0 | 0 | 0 | 0 | 0
OVERTOWN | 11 | WISHAW | 280210.737 | 653226.127 | Yes | 0 | 0 | 0 | 0 | 0 | 0 | 0 | 0 | 0 | 0 | 0 | 0 | 0 | 0 | 0 | 0 | 0 | 0 | 0 | 0 | 0 | 0 | 0 | 0 | 0 | 0 | 0 | 0 | 0 | 0
OXGANGS ROAD | 11 | WHITEHOUSE | 323368.571 | 668903.525 | No | 0 | 0 | 0 | 5.6563 | 5.5841 | 5.5232 | 5.4757 | 5.4474 | 5.4595 | 5.4838 | 5.4948 | 5.4919 | 5.1507 | 4.4354 | 3.3735 | 0 | 0 | 0 | 5.6563 | 5.5841 | 5.5232 | 5.4757 | 5.4474 | 5.4595 | 5.4838 | 5.4948 | 5.4919 | 5.1507 | 4.4354 | 3.3735
PARK ROAD | 11 | WHITEHOUSE | 326849.425 | 672623.003 | No | 0 | 0 | 0 | 8.4941 | 8.4001 | 8.3143 | 8.2122 | 8.0984 | 8.0218 | 8.0007 | 7.9407 | 7.906 | 7.7877 | 7.2151 | 6.4235 | 0 | 0 | 0 | 8.4941 | 8.4001 | 8.3143 | 8.2122 | 8.0984 | 8.0218 | 8.0007 | 7.9407 | 7.906 | 7.7877 | 7.2151 | 6.4235
PAULVILLE | 11 | BATHGATE | 297056.656 | 668325.621 | Yes | 9.2087 | 2.6688 | 0 | 0 | 0 | 0 | 0 | 0 | 0 | 0 | 0 | 0 | 0 | 0 | 0 | 12.6288 | 2.6688 | 0 | 0 | 0 | 0 | 0 | 0 | 0 | 0 | 0 | 0 | 0 | 0 | 0
PENCAITLAND | 11 | COCKENZIE | 343673.973 | 668764.755 | No | 11.1862 | 11.2046 | 11.1612 | 10.9492 | 10.7685 | 10.6463 | 10.4304 | 10.2637 | 10.2856 | 9.1903 | 9.0583 | 0 | 0 | 0 | 0 | 11.1862 | 11.2046 | 11.1612 | 10.9492 | 10.7685 | 10.6463 | 10.4304 | 10.2637 | 10.2856 | 9.1903 | 9.0583 | 0 | 0 | 0 | 0
PENICUIK | 11 | KAIMES | 323764.584 | 661015.313 | Yes | 4.7706 | 4.5879 | 4.503 | 4.3254 | 0 | 0 | 0 | 0 | 0 | 0 | 0 | 0 | 0 | 0 | 0 | 4.7706 | 4.5879 | 4.503 | 4.3254 | 0 | 0 | 0 | 0 | 0 | 0 | 0 | 0 | 0 | 0 | 0
PENNYWELL ROAD | 11 | TELFORD ROAD | 322000 | 675876.8424 | No | 6.0567 | 5.8757 | 5.9008 | 5.8491 | 5.7844 | 5.7352 | 5.6853 | 5.6224 | 5.5796 | 5.5633 | 5.5907 | 5.7185 | 5.8291 | 5.5455 | 4.9726 | 6.0567 | 5.8757 | 5.9008 | 5.8491 | 5.7844 | 5.7352 | 5.6853 | 5.6224 | 5.5796 | 5.5633 | 5.5907 | 5.7185 | 5.8291 | 5.5455 | 4.9726
PENPONT | 11 | DUMFRIES | 285122.399 | 594236.595 | Yes | 3.1948 | 3.2805 | 3.2287 | 0 | 0 | 0 | 0 | 0 | 0 | 0 | 0 | 0 | 0 | 0 | 0 | 3.1948 | 3.2805 | 3.2287 | 0 | 0 | 0 | 0 | 0 | 0 | 0 | 0 | 0 | 0 | 0 | 0
PEPPERCRAIGS | 11 | COCKENZIE | 350831.6 | 674496.228 | No | 12.7132 | 12.8732 | 12.8261 | 12.5647 | 12.2727 | 12.1534 | 12.1499 | 12.1462 | 12.2891 | 12.3609 | 12.4624 | 0 | 0 | 0 | 0 | 12.7132 | 12.8732 | 12.8261 | 12.5647 | 12.2727 | 12.1534 | 12.1499 | 12.1462 | 12.2891 | 12.3609 | 12.4624 | 0 | 0 | 0 | 0
PETERSHILL ROAD | 11 | PORT DUNDAS | 261612.002 | 667327.907 | No | 0 | 0 | 0 | 0 | 0 | 0 | 0 | 0 | 0 | 0 | 0 | 0 | 0 | 0 | 0 | 0 | 0 | 0 | 0 | 0 | 0 | 0 | 0 | 0 | 0 | 0 | 0 | 0 | 0 | 0
PILTON DRIVE WEST | 11 | DEWAR PLACE | 323261.065 | 676003.589 | No | 5.7682 | 5.811 | 5.8003 | 5.7807 | 5.7211 | 5.6793 | 5.6213 | 5.5831 | 5.5423 | 5.4725 | 5.4278 | 5.3328 | 5.3232 | 5.0347 | 4.6902 | 5.7682 | 5.811 | 5.8003 | 5.7807 | 5.7211 | 5.6793 | 5.6213 | 5.5831 | 5.5423 | 5.4725 | 5.4278 | 5.3328 | 5.3232 | 5.0347 | 4.6902
PINWHERRY | 11 | MAYBOLE | 219700.49 | 587851.186 | Yes | 0 | 0 | 0 | 0 | 0 | 0 | 0 | 0 | 0 | 0 | 0 | 0 | 0 | 0 | 0 | 0 | 0 | 0 | 0 | 0 | 0 | 0 | 0 | 0 | 0 | 0 | 0 | 0 | 0 | 0
PITREAVIE | 11 | INVERKEITHING | 310396.264 | 685721.681 | Yes | 7.1765 | 7.2635 | 7.3041 | 7.2547 | 7.0943 | 7.034 | 7.0104 | 6.9872 | 0 | 0 | 0 | 0 | 0 | 0 | 0 | 7.1765 | 7.2635 | 7.3041 | 7.2547 | 7.0943 | 7.034 | 7.0104 | 6.9872 | 0 | 0 | 0 | 0 | 0 | 0 | 0
PITTEUCHAR | 11 | REDHOUSE | 328152.385 | 699539.891 | Yes | 0 | 0 | 0 | 0 | 0 | 0 | 0 | 0 | 0 | 0 | 0 | 0 | 0 | 0 | 0 | 0 | 0 | 0 | 0 | 0 | 0 | 0 | 0 | 0 | 0 | 0 | 0 | 0 | 0 | 0
POLKEMMET | 11 | BATHGATE | 293468.896 | 664129.534 | Yes | 9.1751 | 2.6688 | 0 | 0 | 0 | 0 | 0 | 0 | 0 | 0 | 0 | 0 | 0 | 0 | 0 | 9.1751 | 2.6688 | 0 | 0 | 0 | 0 | 0 | 0 | 0 | 0 | 0 | 0 | 0 | 0 | 0
POLMONT | 11 | GRANGEMOUTH | 292087.733 | 679073.024 | No | 1.1305 | 0 | 0 | 0 | 0 | 0 | 0 | 0 | 0 | 0 | 0 | 0 | 0 | 0 | 0 | 3.7544 | 0 | 0 | 0 | 0 | 0 | 0 | 0 | 0 | 0 | 0 | 0 | 0 | 0 | 0
POLTONHALL | 11 | KAIMES | 330067.976 | 665327.261 | Yes | 10.4791 | 10.2923 | 10.2057 | 10.0225 | 0 | 0 | 0 | 0 | 0 | 0 | 0 | 0 | 0 | 0 | 0 | 10.4791 | 10.2923 | 10.2057 | 10.0225 | 0 | 0 | 0 | 0 | 0 | 0 | 0 | 0 | 0 | 0 | 0
PORT GLASGOW | 11 | DEVOL MOOR | 233459.097 | 673490.172 | Yes | 11.7362 | 11.7757 | 11.7652 | 11.6935 | 6.2815 | 0.92957 | 0 | 0 | 0 | 0 | 0 | 0 | 0 | 0 | 0 | 11.7362 | 11.7757 | 11.7652 | 11.6935 | 6.2815 | 0.92957 | 0 | 0 | 0 | 0 | 0 | 0 | 0 | 0 | 0
PORTOBELLO | 11 | PORTOBELLO | 330051 | 674321 | No | 0 | 0 | 0 | 0 | 0 | 0 | 0 | 0 | 0 | 0 | 0 | 0 | 0 | 0 | 0 | 0 | 0 | 0 | 0 | 0 | 0 | 0 | 0 | 0 | 0 | 0 | 0 | 0 | 0 | 0
PRESTONPANS | 11 | COCKENZIE | 339852.1635 | 675123.1188 | No | 8.1037 | 8.1005 | 8.0815 | 8.0045 | 7.9305 | 7.8553 | 7.7768 | 7.7011 | 7.6268 | 7.5421 | 7.4586 | 0 | 0 | 0 | 0 | 24.1069 | 24.213 | 24.1786 | 23.9672 | 23.8816 | 23.8017 | 23.7409 | 23.7277 | 23.8231 | 23.9253 | 21.1199 | 0 | 0 | 0 | 0
PYRAMID | 11 | BATHGATE | 299412.0046 | 667500.5957 | Yes | 10.0343 | 2.6688 | 0 | 0 | 0 | 0 | 0 | 0 | 0 | 0 | 0 | 0 | 0 | 0 | 0 | 12.6288 | 2.6688 | 0 | 0 | 0 | 0 | 0 | 0 | 0 | 0 | 0 | 0 | 0 | 0 | 0
QUEENS DRIVE | 11 | KILMARNOCK TOWN | 243214.996 | 637194.056 | Yes | 0 | 0 | 0 | 0 | 0 | 0 | 0 | 0 | 0 | 0 | 0 | 0 | 0 | 0 | 0 | 0 | 0 | 0 | 0 | 0 | 0 | 0 | 0 | 0 | 0 | 0 | 0 | 0 | 0 | 0
QUEENSWAY | 11 | GLENROTHES | 327735.542 | 701353.992 | Yes | 9.0182 | 0 | 0 | 8.9563 | 8.9151 | 8.8702 | 1.678 | 0 | 0 | 0 | 0 | 0 | 0 | 0 | 0 | 18.7379 | 0 | 0 | 15.7959 | 18.6359 | 12.2002 | 1.678 | 0 | 0 | 0 | 0 | 0 | 0 | 0 | 0
RADNOR PARK | 11 | KILBOWIE 33 | 249611.545 | 671549.355 | Yes | 11.4315 | 11.3771 | 11.3783 | 11.3706 | 11.3547 | 11.3369 | 11.3216 | 11.3033 | 11.2845 | 11.2794 | 11.2697 | 11.2155 | 10.8268 | 6.7184 | 4.6113 | 22.4052 | 22.4385 | 22.448 | 22.4375 | 22.3543 | 22.2822 | 22.2442 | 22.2254 | 22.2034 | 22.3148 | 22.4223 | 19.3008 | 10.8268 | 6.7184 | 4.6113
RAITH | 11 | GLENNISTON | 327889.447 | 690681.076 | Yes | 9.3024 | 9.3702 | 1.7424 | 0 | 0 | 0 | 0 | 0 | 0 | 0 | 0 | 0 | 0 | 0 | 0 | 9.3024 | 9.3702 | 1.7424 | 0 | 0 | 0 | 0 | 0 | 0 | 0 | 0 | 0 | 0 | 0 | 0
RALSTON | 11 | CROOKSTON A | 251640.307 | 664133.303 | Yes | 5.9063 | 5.9036 | 5.8829 | 5.8305 | 5.7706 | 5.7114 | 5.6463 | 5.584 | 5.5175 | 5.4406 | 5.369 | 5.142 | 4.7426 | 4.3035 | 3.5607 | 23.4245 | 23.6166 | 23.5203 | 23.3208 | 23.0801 | 22.878 | 22.7551 | 22.6838 | 22.7479 | 22.828 | 22.902 | 23.1111 | 15.2064 | 9.9642 | 3.5607
RANDOLPH LANE | 6.6 | DEWAR PLACE | 324547.109 | 673913.799 | No | 9.8649 | 9.9092 | 9.9198 | 9.9401 | 9.9059 | 9.8954 | 9.867 | 9.8444 | 9.8367 | 9.8116 | 9.8368 | 10.0576 | 10.1813 | 10.1845 | 9.9911 | 9.8649 | 9.9092 | 9.9198 | 9.9401 | 9.9059 | 9.8954 | 9.867 | 9.8444 | 9.8367 | 9.8116 | 9.8368 | 10.0576 | 10.1813 | 10.1845 | 9.9911
RANDOLPH ROAD | 11 | PARTICK | 254895.079 | 667386.54 | No | 8.5101 | 8.5064 | 8.5046 | 8.4906 | 8.4785 | 8.4645 | 8.445 | 8.4299 | 8.4098 | 8.3937 | 8.3778 | 8.3138 | 8.209 | 8.088 | 7.966 | 24.6145 | 24.6944 | 24.7239 | 24.7411 | 24.7392 | 24.7316 | 24.6504 | 24.6592 | 24.6838 | 24.6745 | 24.7163 | 25.0172 | 25.6856 | 25.7757 | 25.3556
RANNOCH ROAD | 6.6 | SIGHTHILL | 320168.451 | 674073.391 | No | 0 | 0 | 0 | 0 | 0 | 0 | 0 | 0 | 0 | 0 | 0 | 0 | 0 | 0 | 0 | 0 | 0 | 0 | 0 | 0 | 0 | 0 | 0 | 0 | 0 | 0 | 0 | 0 | 0 | 0
RAVENSPARK | 11 | SALTCOATS B | 231390.721 | 640406.966 | Yes | 7.7412 | 7.0156 | 6.2137 | 1.5952 | 0 | 0 | 0 | 0 | 0 | 0 | 0 | 0 | 0 | 0 | 0 | 7.7412 | 7.0156 | 6.2137 | 1.5952 | 0 | 0 | 0 | 0 | 0 | 0 | 0 | 0 | 0 | 0 | 0
REDHOUSE | 11 | REDHOUSE | 329017.581 | 695330.149 | Yes | 0 | 0 | 0 | 0 | 0 | 0 | 0 | 0 | 0 | 0 | 0 | 0 | 0 | 0 | 0 | 0 | 0 | 0 | 0 | 0 | 0 | 0 | 0 | 0 | 0 | 0 | 0 | 0 | 0 | 0
RENFREW FERRY | 11 | BRAEHEAD PARK | 250957.014 | 668034.809 | Yes | 1.9434 | 1.928 | 1.8942 | 1.8244 | 1.7473 | 0 | 0 | 0 | 0 | 0 | 0 | 0 | 0 | 0 | 0 | 9.7168 | 9.6399 | 9.4708 | 9.1219 | 3.7426 | 0 | 0 | 0 | 0 | 0 | 0 | 0 | 0 | 0 | 0
RIVERSIDE | 11 | KILMARNOCK SOUTH | 234456.879 | 637330.853 | Yes | 6.6557 | 6.5133 | 6.4015 | 6.2771 | 6.1518 | 4.6829 | 0 | 0 | 0 | 0 | 0 | 0 | 0 | 0 | 0 | 33.2785 | 32.5667 | 32.0073 | 31.3854 | 29.3919 | 4.6829 | 0 | 0 | 0 | 0 | 0 | 0 | 0 | 0 | 0
ROSEBURN | 11 | SIGHTHILL | 322868.6617 | 673067.4177 | No | 20.3043 | 20.3234 | 20.3334 | 20.3234 | 20.2954 | 20.3054 | 20.2957 | 20.2908 | 20.281 | 20.2771 | 20.2678 | 13.2403 | 0 | 0 | 0 | 20.3043 | 20.3345 | 20.3534 | 20.3276 | 20.2954 | 40.256 | 40.2136 | 40.2002 | 40.1669 | 34.6113 | 29.307 | 13.2403 | 0 | 0 | 0
ROTTENROW | 11 | CHARLOTTE STREET | 259651.283 | 665538.377 | No | 1.9561 | 1.3932 | 1.4183 | 1.4375 | 1.4578 | 1.4797 | 1.4797 | 1.508 | 1.5381 | 1.6688 | 1.8101 | 1.9561 | 1.9561 | 1.9561 | 1.9561 | 9.7803 | 6.9659 | 7.0917 | 7.1873 | 7.2891 | 7.3986 | 7.3986 | 7.54 | 7.6907 | 8.344 | 9.0503 | 9.7803 | 9.7803 | 9.7803 | 9.7803
ROTTENROW B | 11 | CHARLOTTE STREET | 259633.9218 | 665543.0972 | No | 8.2053 | 8.2053 | 8.2053 | 8.2053 | 8.2053 | 8.2053 | 8.2053 | 8.2053 | 8.2053 | 8.2053 | 8.2053 | 8.2053 | 8.2053 | 8.2053 | 8.2053 | 26.033 | 26.0677 | 26.102 | 26.1572 | 26.1738 | 26.2098 | 26.2234 | 26.2443 | 26.2767 | 26.2834 | 26.3118 | 26.4091 | 26.8269 | 26.9563 | 26.9162
S&N BREWERIES VIEWFORTH | 11 | GORGIE | 324261.726 | 672692.622 | No | 10.9743 | 10.9743 | 10.9743 | 10.9743 | 10.9733 | 10.9715 | 10.9641 | 10.9565 | 10.9491 | 10.935 | 10.9264 | 10.8999 | 10.846 | 10.786 | 10.722 | 26.3504 | 26.4441 | 26.4638 | 26.5123 | 26.5021 | 26.5135 | 26.4781 | 26.4487 | 26.4387 | 26.3766 | 26.3767 | 26.5069 | 27.0103 | 27.1319 | 26.932
SALTCOATS MAIN | 11 | SALTCOATS A | 224065.702 | 642681.065 | Yes | 0.99073 | 0.98684 | 0.22253 | 0 | 0 | 0 | 0 | 0 | 0 | 0 | 0 | 0 | 0 | 0 | 0 | 4.9537 | 3.7174 | 0.22253 | 0 | 0 | 0 | 0 | 0 | 0 | 0 | 0 | 0 | 0 | 0 | 0
SAUCHIE | 11 | DEVONSIDE | 288608.246 | 694107.478 | Yes | 9.5032 | 4.5358 | 0 | 0 | 0 | 0 | 0 | 0 | 0 | 0 | 0 | 0 | 0 | 0 | 0 | 9.5032 | 4.5358 | 0 | 0 | 0 | 0 | 0 | 0 | 0 | 0 | 0 | 0 | 0 | 0 | 0
SAUGHTON ROAD NORTH | 6.6 | SIGHTHILL | 320225.127 | 672161.82 | No | 8.688 | 8.6744 | 8.6733 | 8.6493 | 8.6198 | 8.5893 | 8.5641 | 8.5317 | 8.5032 | 8.4711 | 8.4393 | 8.3436 | 0 | 0 | 0 | 25.4677 | 25.5372 | 25.508 | 25.4272 | 25.2937 | 25.206 | 25.1283 | 25.0353 | 24.9925 | 24.982 | 24.9585 | 13.2403 | 0 | 0 | 0
SELKIRK | 11 | GALASHIELS | 347260.144 | 629467.574 | Yes | 10.0342 | 0.35027 | 0 | 0 | 0 | 0 | 0 | 0 | 0 | 0 | 0 | 0 | 0 | 0 | 0 | 10.0342 | 0.35027 | 0 | 0 | 0 | 0 | 0 | 0 | 0 | 0 | 0 | 0 | 0 | 0 | 0
SHAWPARK STREET | 11 | KILLERMONT | 257097.963 | 668628.439 | Yes | 1.1152 | 0.93949 | 0.94084 | 0.92761 | 0.91622 | 0.91011 | 0.89318 | 0.88316 | 0.8745 | 0.89627 | 0.92831 | 0.91795 | 0 | 0 | 0 | 5.576 | 4.6975 | 4.7042 | 4.6381 | 4.5811 | 4.5506 | 4.4659 | 4.4158 | 4.3725 | 4.4814 | 4.6415 | 4.5898 | 0 | 0 | 0
SHERWOOD | 11 | PAISLEY | 249270.37 | 664545.838 | Yes | 2.3244 | 2.3228 | 2.3217 | 2.3082 | 2.2904 | 2.2705 | 2.2501 | 0 | 0 | 0 | 0 | 0 | 0 | 0 | 0 | 11.6221 | 11.6142 | 11.6086 | 11.5411 | 11.4521 | 11.3527 | 10.339 | 0 | 0 | 0 | 0 | 0 | 0 | 0 | 0
SHOTTS | 11 | NEWARTHILL | 287948.949 | 660158.187 | Yes | 0 | 0 | 0 | 0 | 0 | 0 | 0 | 0 | 0 | 0 | 0 | 0 | 0 | 0 | 0 | 0 | 0 | 0 | 0 | 0 | 0 | 0 | 0 | 0 | 0 | 0 | 0 | 0 | 0 | 0
SIGHTHILL FARM | 11 | SIGHTHILL | 319478.097 | 670777.252 | No | 6.1984 | 6.1864 | 6.1954 | 6.1822 | 6.1687 | 6.1557 | 6.1447 | 6.1336 | 6.1262 | 6.1159 | 6.1004 | 6.0693 | 0 | 0 | 0 | 10.9818 | 11.0464 | 11.1074 | 11.137 | 11.1055 | 11.1193 | 11.1022 | 11.0982 | 11.1409 | 11.1167 | 11.1157 | 11.4143 | 0 | 0 | 0
SORBIE | 11 | NEWTON STEWART | 241911.399 | 545772.868 | Yes | 8.3717 | 8.3679 | 6.4381 | 0 | 0 | 0 | 0 | 0 | 0 | 0 | 0 | 0 | 0 | 0 | 0 | 8.3717 | 8.3679 | 6.4381 | 0 | 0 | 0 | 0 | 0 | 0 | 0 | 0 | 0 | 0 | 0 | 0
SOUTH GYLE | 11 | SIGHTHILL | 318174.546 | 672033.362 | No | 6.4271 | 6.415 | 6.425 | 6.4192 | 6.4126 | 6.4074 | 6.4038 | 6.4007 | 6.3984 | 6.3961 | 6.3945 | 6.3906 | 0 | 0 | 0 | 10.165 | 10.23 | 10.2977 | 10.3501 | 10.3562 | 10.3894 | 10.3886 | 10.4015 | 10.4377 | 10.4183 | 10.4518 | 10.6438 | 0 | 0 | 0
SOUTH QUEENSFERRY | 11 | BROXBURN | 313023.241 | 677666.566 | Yes | 10.0079 | 10.1235 | 10.0445 | 9.8504 | 0 | 0 | 0 | 0 | 0 | 0 | 0 | 0 | 0 | 0 | 0 | 10.0079 | 10.1235 | 10.0445 | 9.8504 | 0 | 0 | 0 | 0 | 0 | 0 | 0 | 0 | 0 | 0 | 0
SOUTHFIELD | 11 | WESTFIELD | 326136.37 | 699340.856 | Yes | 15.115 | 15.115 | 12.2176 | 0.75118 | 0 | 0 | 0 | 0 | 0 | 0 | 0 | 0 | 0 | 0 | 0 | 19.0196 | 18.7819 | 12.2176 | 0.75118 | 0 | 0 | 0 | 0 | 0 | 0 | 0 | 0 | 0 | 0 | 0
SPOTT ROAD | 11 | DUNBAR B | 368352.109 | 678007.379 | Yes | 10.9319 | 0 | 0 | 0 | 0 | 0 | 0 | 0 | 0 | 0 | 0 | 0 | 0 | 0 | 0 | 10.9319 | 0 | 0 | 0 | 0 | 0 | 0 | 0 | 0 | 0 | 0 | 0 | 0 | 0 | 0
ST VINCENT CRESCENT | 11 | FINNIESTON | 257019.3904 | 665727.0868 | No | 11.7618 | 11.5601 | 11.3584 | 11.1553 | 10.9525 | 10.7498 | 10.5475 | 10.3453 | 10.3449 | 10.3445 | 10.3442 | 10.3434 | 10.3427 | 10.3423 | 10.3421 | 14.744 | 14.622 | 14.4938 | 14.3895 | 14.2335 | 14.1063 | 13.9465 | 13.7957 | 13.8321 | 13.8392 | 13.8793 | 13.9949 | 14.5919 | 14.7869 | 14.7304
ST. ANDREWS | 11 | CUPAR | 350320 | 715560 | Yes | 15.9216 | 15.9055 | 15.8987 | 15.8375 | 15.7766 | 15.7147 | 14.9475 | 5.4939 | 0 | 0 | 0 | 0 | 0 | 0 | 0 | 21.7057 | 21.8574 | 21.8774 | 21.7343 | 21.5078 | 21.4052 | 14.9475 | 5.4939 | 0 | 0 | 0 | 0 | 0 | 0 | 0
ST. ANDREWS CROSS | 6.6 | ST. ANDREWS CROSS | 258554.101 | 663513.503 | No | 11.5961 | 11.5961 | 11.5961 | 11.5961 | 11.5961 | 11.5961 | 11.5961 | 11.5961 | 11.5961 | 11.5961 | 11.5906 | 11.5897 | 11.5885 | 11.5876 | 11.587 | 22.2459 | 22.3003 | 22.3245 | 22.3678 | 22.4356 | 22.5241 | 22.6113 | 22.7142 | 22.8186 | 22.8969 | 23.0415 | 23.7229 | 24.3297 | 24.2366 | 24.3283
ST. BOSWELLS | 11 | GALASHIELS | 358604.894 | 630593.88 | Yes | 7.1823 | 0.35027 | 0 | 0 | 0 | 0 | 0 | 0 | 0 | 0 | 0 | 0 | 0 | 0 | 0 | 7.1823 | 0.35027 | 0 | 0 | 0 | 0 | 0 | 0 | 0 | 0 | 0 | 0 | 0 | 0 | 0
ST. JAMES CENTRE | 11 | SHRUBHILL | 325882.8209 | 674305.5444 | No | 6.6513 | 6.501 | 6.3526 | 6.2352 | 6.0648 | 5.9256 | 5.9423 | 5.9742 | 6.0197 | 6.0579 | 6.1289 | 6.4814 | 7.1786 | 7.9717 | 7.957 | 6.6513 | 6.501 | 6.3526 | 6.2352 | 6.0648 | 5.9256 | 5.9423 | 5.9742 | 6.0197 | 6.0579 | 6.1289 | 6.4814 | 7.1786 | 7.9717 | 7.957
ST. NINIANS | 11 | STIRLING | 279936.553 | 691353.54 | Yes | 7.4508 | 0 | 0 | 0 | 0 | 0 | 0 | 0 | 0 | 0 | 0 | 0 | 0 | 0 | 0 | 7.4508 | 0 | 0 | 0 | 0 | 0 | 0 | 0 | 0 | 0 | 0 | 0 | 0 | 0 | 0
STEPFORD | 11 | EASTERHOUSE | 266807.787 | 664954.453 | No | 10.1868 | 10.1868 | 10.1868 | 10.1741 | 10.1635 | 10.1551 | 10.1493 | 10.062 | 4.7895 | 0.4016 | 0 | 0 | 0 | 0 | 0 | 21.7012 | 21.7522 | 21.7837 | 21.7765 | 21.7414 | 19.8209 | 14.7819 | 10.062 | 4.7895 | 0.4016 | 0 | 0 | 0 | 0 | 0
STEVENSTON | 11 | SALTCOATS A | 227013.689 | 642059.349 | Yes | 7.6445 | 3.7174 | 0.22253 | 0 | 0 | 0 | 0 | 0 | 0 | 0 | 0 | 0 | 0 | 0 | 0 | 7.6445 | 3.7174 | 0.22253 | 0 | 0 | 0 | 0 | 0 | 0 | 0 | 0 | 0 | 0 | 0 | 0
STEWARTON | 11 | KILMARNOCK TOWN | 239918.343 | 645365.324 | Yes | 0 | 0 | 0 | 0 | 0 | 0 | 0 | 0 | 0 | 0 | 0 | 0 | 0 | 0 | 0 | 0 | 0 | 0 | 0 | 0 | 0 | 0 | 0 | 0 | 0 | 0 | 0 | 0 | 0 | 0
STIRLING | 11 | STIRLING | 280802.8872 | 693278.882 | Yes | 8.4466 | 0 | 0 | 0 | 0 | 0 | 0 | 0 | 0 | 0 | 0 | 0 | 0 | 0 | 0 | 22.232 | 0 | 0 | 0 | 0 | 0 | 0 | 0 | 0 | 0 | 0 | 0 | 0 | 0 | 0
STIRLING UNIVERSITY | 11 | STIRLING | 281125.782 | 696008.701 | Yes | 5.2078 | 0 | 0 | 0 | 0 | 0 | 0 | 0 | 0 | 0 | 0 | 0 | 0 | 0 | 0 | 5.2078 | 0 | 0 | 0 | 0 | 0 | 0 | 0 | 0 | 0 | 0 | 0 | 0 | 0 | 0
STONEHOUSE | 11 | WISHAW | 275577.919 | 646480.612 | Yes | 0 | 0 | 0 | 0 | 0 | 0 | 0 | 0 | 0 | 0 | 0 | 0 | 0 | 0 | 0 | 0 | 0 | 0 | 0 | 0 | 0 | 0 | 0 | 0 | 0 | 0 | 0 | 0 | 0 | 0
STRANRAER | 11 | GLENLUCE | 206892 | 560120 | Yes | 0 | 0 | 0 | 0 | 0 | 0 | 0 | 0 | 0 | 0 | 0 | 0 | 0 | 0 | 0 | 0 | 0 | 0 | 0 | 0 | 0 | 0 | 0 | 0 | 0 | 0 | 0 | 0 | 0 | 0
STRATHAVEN | 11 | STRATHAVEN | 270293.432 | 644642.094 | Yes | 0 | 0 | 0 | 0 | 0 | 0 | 0 | 0 | 0 | 0 | 0 | 0 | 0 | 0 | 0 | 0 | 0 | 0 | 0 | 0 | 0 | 0 | 0 | 0 | 0 | 0 | 0 | 0 | 0 | 0
STRATHLEVEN | 11 | STRATHLEVEN | 240228.944 | 677178.855 | Yes | 3.328 | 2.9676 | 2.8274 | 4.7379 | 4.0979 | 3.591 | 3.1963 | 2.9437 | 3.0658 | 3.0983 | 3.0052 | 3.817 | 4.218 | 3.9625 | 3.1318 | 3.328 | 2.9676 | 2.8274 | 4.7379 | 4.0979 | 3.591 | 3.1963 | 2.9437 | 3.0658 | 3.0983 | 3.0052 | 3.817 | 4.218 | 3.9625 | 3.1318
SYMINGTON | 11 | LINNMILL | 298820.032 | 635900.344 | Yes | 0 | 0 | 0 | 0 | 0 | 0 | 0 | 0 | 0 | 0 | 0 | 0 | 0 | 0 | 0 | 0 | 0 | 0 | 0 | 0 | 0 | 0 | 0 | 0 | 0 | 0 | 0 | 0 | 0 | 0
TELFORD ROAD | 11 | TELFORD ROAD | 322472.2119 | 674987.8299 | No | 5.0819 | 5.1524 | 5.1459 | 5.0574 | 4.9517 | 4.8397 | 4.7328 | 4.6218 | 4.6218 | 4.7016 | 4.7253 | 4.9584 | 4.4736 | 3.656 | 2.594 | 5.0819 | 5.1524 | 5.1459 | 5.0574 | 4.9517 | 4.8397 | 4.7328 | 4.6218 | 4.6218 | 4.7016 | 4.7253 | 4.9584 | 4.4736 | 3.656 | 2.594
THISTLE COURT | 6.6 | DEWAR PLACE | 325419.659 | 674134.951 | No | 9.412 | 9.412 | 9.4087 | 9.4077 | 9.4071 | 9.4014 | 9.4007 | 9.4002 | 9.3938 | 9.3932 | 9.3927 | 9.3851 | 9.3698 | 9.3614 | 9.3421 | 29.0343 | 27.4673 | 27.4688 | 27.4951 | 27.5137 | 27.5196 | 27.5522 | 27.5988 | 27.6268 | 27.6894 | 27.7336 | 27.8007 | 27.7808 | 27.6272 | 27.4255
TONGLAND DISTRIBUTION | 11 | TONGLAND DISTRIBUTION | 269503.143 | 553558.881 | Yes | 0 | 0 | 0 | 0 | 0 | 0 | 0 | 0 | 0 | 0 | 0 | 0 | 0 | 0 | 0 | 0 | 0 | 0 | 0 | 0 | 0 | 0 | 0 | 0 | 0 | 0 | 0 | 0 | 0 | 0
TORNESS | 11 | DUNBAR B | 374427.1 | 674923.23 | Yes | 0 | 0 | 0 | 0 | 0 | 0 | 0 | 0 | 0 | 0 | 0 | 0 | 0 | 0 | 0 | 0 | 0 | 0 | 0 | 0 | 0 | 0 | 0 | 0 | 0 | 0 | 0 | 0 | 0 | 0
TOWERS ROAD | 11 | NEWARTHILL | 278332.007 | 665689.922 | Yes | 0 | 0 | 0 | 0 | 0 | 0 | 0 | 0 | 0 | 0 | 0 | 0 | 0 | 0 | 0 | 0 | 0 | 0 | 0 | 0 | 0 | 0 | 0 | 0 | 0 | 0 | 0 | 0 | 0 | 0
TOWNHILL | 11 | DUNFERMLINE | 309927.935 | 689478.786 | Yes | 10.4281 | 10.3783 | 10.357 | 10.3174 | 10.2649 | 0 | 0 | 0 | 0 | 0 | 0 | 0 | 0 | 0 | 0 | 21.4299 | 21.5469 | 21.5436 | 21.4673 | 15.4918 | 0 | 0 | 0 | 0 | 0 | 0 | 0 | 0 | 0 | 0
TRANENT | 11 | COCKENZIE | 339687.9688 | 672792.8107 | No | 8.8912 | 8.8869 | 8.8629 | 8.7802 | 8.6983 | 8.6144 | 8.5297 | 8.4467 | 8.359 | 8.2689 | 8.1799 | 0 | 0 | 0 | 0 | 9.8568 | 10.0195 | 9.9633 | 10.0059 | 9.9779 | 10.0075 | 9.8381 | 9.688 | 9.7217 | 9.7981 | 9.8318 | 0 | 0 | 0 | 0
TROON | 11 | KILMARNOCK TOWN | 233083.6648 | 631411.3028 | Yes | 0 | 0 | 0 | 0 | 0 | 0 | 0 | 0 | 0 | 0 | 0 | 0 | 0 | 0 | 0 | 0 | 0 | 0 | 0 | 0 | 0 | 0 | 0 | 0 | 0 | 0 | 0 | 0 | 0 | 0
UDDINGSTON | 11 | WESTBURN ROAD (CLYDE'S MILL) | 269788.736 | 660401.968 | No | 0 | 0 | 0 | 0 | 0 | 0 | 0 | 0 | 0 | 0 | 0 | 0 | 0 | 0 | 0 | 0 | 0 | 0 | 0 | 0 | 0 | 0 | 0 | 0 | 0 | 0 | 0 | 0 | 0 | 0
UNDERWOOD | 11 | ELDERSLIE | 247798.526 | 664287.903 | Yes | 6.1222 | 4.2088 | 2.0693 | 1.199 | 0.4502 | 0 | 0 | 0 | 0 | 0 | 0 | 0 | 0 | 0 | 0 | 19.9121 | 18.4286 | 10.3464 | 5.9952 | 2.251 | 0 | 0 | 0 | 0 | 0 | 0 | 0 | 0 | 0 | 0
VIRGINIA STREET | 11 | CHARLOTTE STREET | 259302.081 | 665177.915 | No | 9.5898 | 9.5898 | 9.5898 | 9.5898 | 9.5898 | 9.5898 | 9.5898 | 9.5898 | 9.5898 | 9.5898 | 9.5898 | 9.5898 | 9.5898 | 9.5898 | 9.5898 | 24.297 | 24.3556 | 24.4138 | 24.5121 | 24.5409 | 24.6056 | 24.6325 | 24.6702 | 24.7269 | 24.7469 | 24.8001 | 25.0721 | 25.5963 | 25.7792 | 25.7295
WADDELL STREET | 11 | ST. ANDREWS CROSS | 259612.654 | 663876.729 | No | 12.1301 | 12.1301 | 12.1301 | 12.1301 | 12.1301 | 12.1301 | 12.1301 | 12.1301 | 12.13 | 12.1296 | 12.123 | 12.1137 | 12.1018 | 12.0815 | 12.0679 | 24.0476 | 24.1173 | 24.1646 | 24.2491 | 24.2705 | 24.3255 | 24.3425 | 24.3705 | 24.4153 | 24.4184 | 24.435 | 24.5307 | 25.0778 | 25.1736 | 25.0228
WAROUT ROAD | 11 | GLENROTHES | 327228.545 | 700390.186 | Yes | 4.7749 | 0 | 0 | 4.7189 | 4.5759 | 4.4856 | 1.678 | 0 | 0 | 0 | 0 | 0 | 0 | 0 | 0 | 4.7749 | 0 | 0 | 4.7189 | 4.5759 | 4.4856 | 1.678 | 0 | 0 | 0 | 0 | 0 | 0 | 0 | 0
WATLING STREET | 11 | WISHAW | 273960.028 | 658303.9844 | Yes | 0 | 0 | 0 | 0 | 0 | 0 | 0 | 0 | 0 | 0 | 0 | 0 | 0 | 0 | 0 | 0 | 0 | 0 | 0 | 0 | 0 | 0 | 0 | 0 | 0 | 0 | 0 | 0 | 0 | 0
WEST CALDER | 11 | LIVINGSTON EAST | 301084.521 | 662861.057 | Yes | 0 | 0 | 0 | 0 | 0 | 0 | 0 | 0 | 0 | 0 | 0 | 0 | 0 | 0 | 0 | 0 | 0 | 0 | 0 | 0 | 0 | 0 | 0 | 0 | 0 | 0 | 0 | 0 | 0 | 0
WEST GEORGE STREET | 11 | WEST GEORGE STREET | 258333.7737 | 665640.2753 | No | 0 | 0 | 0 | 9.9327 | 9.9327 | 9.9327 | 9.9327 | 9.9327 | 9.9327 | 9.9327 | 9.9327 | 9.9327 | 9.9327 | 9.9327 | 9.9327 | 0 | 0 | 0 | 16.4312 | 15.9861 | 15.5409 | 15.0958 | 14.4282 | 14.2738 | 14.1818 | 14.1232 | 14.1291 | 14.1692 | 14.3372 | 14.3597
WEST LINTON | 11 | KAIMES | 316152.1847 | 652622.398 | Yes | 10.9559 | 10.6777 | 10.648 | 10.6027 | 0 | 0 | 0 | 0 | 0 | 0 | 0 | 0 | 0 | 0 | 0 | 10.9559 | 10.6777 | 10.648 | 10.6027 | 0 | 0 | 0 | 0 | 0 | 0 | 0 | 0 | 0 | 0 | 0
WESTBURN ROAD | 11 | WESTBURN ROAD (CLYDE'S MILL) | 265346.313 | 660834.734 | No | 0 | 0 | 0 | 0 | 0 | 0 | 0 | 0 | 0 | 0 | 0 | 0 | 0 | 0 | 0 | 0 | 0 | 0 | 0 | 0 | 0 | 0 | 0 | 0 | 0 | 0 | 0 | 0 | 0 | 0
WESTERTON | 11 | DRUMCHAPEL | 254314.218 | 670771.106 | No | 0.724 | 0.69918 | 0.6975 | 0.64693 | 0.59011 | 0 | 0 | 0 | 0 | 0 | 0 | 0 | 0 | 0 | 0 | 3.62 | 3.4959 | 3.4875 | 3.2346 | 2.9506 | 0 | 0 | 0 | 0 | 0 | 0 | 0 | 0 | 0 | 0
WESTFIELD AVE | 11 | HAGGS ROAD | 260489.435 | 661271.296 | No | 11.1267 | 11.1226 | 11.1148 | 11.0953 | 11.0725 | 11.0505 | 11.023 | 10.9997 | 10.9707 | 10.9457 | 10.9151 | 10.8235 | 10.6626 | 5.9583 | 1.1919 | 23.3422 | 23.4215 | 23.414 | 23.3899 | 23.3007 | 23.2601 | 23.1765 | 23.1762 | 23.145 | 23.17 | 23.1624 | 21.1816 | 12.0135 | 5.9583 | 1.1919
WESTWOOD | 11 | EAST KILBRIDE | 261934.8754 | 652780.226 | Yes | 0 | 0 | 0 | 0 | 0 | 0 | 0 | 0 | 0 | 0 | 0 | 0 | 0 | 0 | 0 | 0 | 0 | 0 | 0 | 0 | 0 | 0 | 0 | 0 | 0 | 0 | 0 | 0 | 0 | 0
WHITCHESTER | 11 | ECCLES | 371282.384 | 658170.064 | Yes | 0.40098 | 0.40042 | 0.33745 | 0 | 0 | 0 | 0 | 0 | 0 | 0 | 0 | 0 | 0 | 0 | 0 | 0.40098 | 0.40042 | 0.33745 | 0 | 0 | 0 | 0 | 0 | 0 | 0 | 0 | 0 | 0 | 0 | 0
WHITLAWBURN | 11 | WESTBURN ROAD (CLYDE'S MILL) | 264009.423 | 659347.403 | No | 0 | 0 | 0 | 0 | 0 | 0 | 0 | 0 | 0 | 0 | 0 | 0 | 0 | 0 | 0 | 0 | 0 | 0 | 0 | 0 | 0 | 0 | 0 | 0 | 0 | 0 | 0 | 0 | 0 | 0
WHOLEFLATS | 11 | GRANGEMOUTH | 294451.301 | 680473.126 | No | 7.6337 | 7.6337 | 7.6337 | 7.6311 | 0 | 0 | 0 | 0 | 0 | 0 | 0 | 0 | 0 | 0 | 0 | 9.6859 | 9.7643 | 9.8088 | 9.8653 | 0 | 0 | 0 | 0 | 0 | 0 | 0 | 0 | 0 | 0 | 0
WILLIAM STREET | 11 | DEWAR PLACE | 324255.41 | 673536.718 | No | 22.4439 | 22.4439 | 22.4439 | 22.4396 | 22.4347 | 22.4333 | 22.4327 | 22.4321 | 22.4271 | 22.4242 | 22.4229 | 22.4127 | 22.3958 | 22.3794 | 22.3609 | 25.9211 | 25.6798 | 25.7316 | 25.7626 | 25.7943 | 25.8349 | 25.8982 | 25.9595 | 26.0262 | 26.101 | 26.1705 | 26.373 | 26.6333 | 26.9189 | 27.1592
WOODEND | 11 | HELENSBURGH | 229101.515 | 683718.176 | Yes | 10.2605 | 10.3241 | 10.3056 | 10.1588 | 9.9994 | 9.9253 | 8.0444 | 1.3692 | 0 | 0 | 0 | 0 | 0 | 0 | 0 | 10.2605 | 10.3241 | 10.3056 | 10.1588 | 9.9994 | 9.9253 | 8.0444 | 1.3692 | 0 | 0 | 0 | 0 | 0 | 0 | 0
WOODISLE | 11 | EASTERHOUSE | 266183.052 | 672994.409 | No | 9.5676 | 9.6819 | 9.557 | 9.2697 | 8.9176 | 8.6983 | 8.4805 | 8.3341 | 4.7895 | 0.4016 | 0 | 0 | 0 | 0 | 0 | 9.5676 | 9.6819 | 9.557 | 9.2697 | 8.9176 | 8.6983 | 8.4805 | 8.3341 | 4.7895 | 0.4016 | 0 | 0 | 0 | 0 | 0
WOODSIDE | 11 | COATBRIDGE | 271929.912 | 663916.72 | Yes | 7.9293 | 7.9769 | 7.9748 | 7.8391 | 7.7294 | 0 | 0 | 0 | 0 | 0 | 0 | 0 | 0 | 0 | 0 | 7.9293 | 7.9769 | 7.9748 | 7.8391 | 7.7294 | 0 | 0 | 0 | 0 | 0 | 0 | 0 | 0 | 0 | 0
YAIR BRIDGE | 22 | GALASHIELS | 346836.296 | 632270.467 | Yes | 1.6953 | 0.35027 | 0 | 0 | 0 | 0 | 0 | 0 | 0 | 0 | 0 | 0 | 0 | 0 | 0 | 1.6953 | 0.35027 | 0 | 0 | 0 | 0 | 0 | 0 | 0 | 0 | 0 | 0 | 0 | 0 | 0
YETHOLM | 11 | ECCLES | 382238.877 | 628078.659 | Yes | 3.6255 | 3.5742 | 1.6923 | 0 | 0 | 0 | 0 | 0 | 0 | 0 | 0 | 0 | 0 | 0 | 0 | 3.6255 | 3.5742 | 1.6923 | 0 | 0 | 0 | 0 | 0 | 0 | 0 | 0 | 0 | 0 | 0 | 0
YOKER FERRY ROAD | 11 | DRUMCHAPEL | 251265.201 | 668619.159 | No | 11.3807 | 11.3571 | 11.3619 | 11.326 | 6.3508 | 0 | 0 | 0 | 0 | 0 | 0 | 0 | 0 | 0 | 0 | 27.0052 | 21.4981 | 18.5005 | 13.5019 | 6.3508 | 0 | 0 | 0 | 0 | 0 | 0 | 0 | 0 | 0 | 0
ZETLAND PARK | 11 | GRANGEMOUTH | 292872.099 | 681153.554 | No | 9.2054 | 9.2501 | 9.2711 | 9.2416 | 0 | 0 | 0 | 0 | 0 | 0 | 0 | 0 | 0 | 0 | 0 | 9.2054 | 9.2501 | 9.2711 | 9.2416 | 0 | 0 | 0 | 0 | 0 | 0 | 0 | 0 | 0 | 0 | 0